## Project Overview
Project overview
File name: | C:\Users\28417\Desktop\Greybox Wrapup\MLE3Tanks_Openloop.sumo
Report date: | Wednesday, May 19, 2021 6:28:03 PM
Sumo version: | 20~nb201104
Model: | Sumo1
Scenario: | Default scenario
Model Options: | 1-step nitrification/denitrification
Input gas phase concentrations
Skip pH calculations
Simulation from: | Hot start
Stop time: | 1 | weeks
Data interval: | 10 | minutes

## Notes
Project Notes
What to do here?
-Never lose your files again! Keep them attached to your project. Microsoft documents or any other files can be dragged and dropped to the note section. They stay with the project and can be retrieved at any time.
-Adding schematics - copy and paste figures
-Write information regarding the project - it gets saved with it
----------------------------------------------------------------
Project name -
Start date of project -
Engineer name -
Engineer affiliation -
Utility -
----------------------------------------------------------------
Five Steps of Good Modeling Practice Protocol
----------------------------------------------------------------
PROJECT DEFINITION
----------------------------------------------------------------
DATA COLLECTION AND RECONCILIATION
----------------------------------------------------------------
PLANT MODEL SETUP
----------------------------------------------------------------
CALIBRATION AND VALIDATION
-------------------------------------------------------------------------
SIMULATION AND RESULTS INTERPRETATION

## Modified Parameters
Modified parameters
Sumo1 - Key parameters
Symbol | Name | Value | Unit | Comment
KO2,NITO,AS | Half-saturation of O2 for NITOs (AS) | 0.6 | g O2/m3
KNHx,NITO,AS | Half-saturation of NHx for NITOs (AS) | 0.5 | g N/m3
Sumo1 - Aerobic nitrifying organism kinetics (NITO)
Symbol | Name | Value | Unit | Comment
KNHx,NITO,AS | Half-saturation of NHx for NITOs (AS) | 0.5 | g N/m3
KO2,NITO,AS | Half-saturation of O2 for NITOs (AS) | 0.6 | g O2/m3
Influent - Influent specifications
Symbol | Name | Value | Unit | Comment
TKN | Total Kjeldahl nitrogen (TKN) | 56.5 | g N/m3
Side flow divider - Pump parameters
Symbol | Name | Value | Unit | Comment
Qpumped,target | Pumped flow | 600 | m3/d
Side flow divider2 - Pump parameters
Symbol | Name | Value | Unit | Comment
Qpumped,target | Pumped flow | 36000 | m3/d
CSTR - Reactor settings
Symbol | Name | Value | Unit | Comment
L.Vtrain | Volume per train | 2000 | m3
CSTR - Aeration settings
Symbol | Name | Value | Unit | Comment
SO2 | Dissolved oxygen (O2) setpoint | 0 | g O2/m3 | List of Set SVs will appear here.
CSTR2 - Reactor settings
Symbol | Name | Value | Unit | Comment
L.Vtrain | Volume per train | 2000 | m3
CSTR2 - Aeration settings
Symbol | Name | Value | Unit | Comment
SO2 | Dissolved oxygen (O2) setpoint | 3 | g O2/m3 | List of Set SVs will appear here.
CSTR2 - Sumo1 - Key parameters
Symbol | Name | Value | Unit | Comment
KO2,NITO,AS | Half-saturation of O2 for NITOs (AS) | 0.6 | g O2/m3
CSTR2 - Sumo1 - Aerobic nitrifying organism kinetics (NITO)
Symbol | Name | Value | Unit | Comment
KO2,NITO,AS | Half-saturation of O2 for NITOs (AS) | 0.6 | g O2/m3
CSTR3 - Reactor settings
Symbol | Name | Value | Unit | Comment
L.Vtrain | Volume per train | 2000 | m3
CSTR3 - Aeration settings
Symbol | Name | Value | Unit | Comment
SO2 | Dissolved oxygen (O2) setpoint | 3 | g O2/m3 | List of Set SVs will appear here.
CSTR3 - Sumo1 - Key parameters
Symbol | Name | Value | Unit | Comment
KO2,NITO,AS | Half-saturation of O2 for NITOs (AS) | 0.4 | g O2/m3
CSTR3 - Sumo1 - Aerobic nitrifying organism kinetics (NITO)
Symbol | Name | Value | Unit | Comment
KO2,NITO,AS | Half-saturation of O2 for NITOs (AS) | 0.4 | g O2/m3
CSTR4 - Reactor settings
Symbol | Name | Value | Unit | Comment
L.Vtrain | Volume per train | 2000 | m3
CSTR4 - Aeration settings
Symbol | Name | Value | Unit | Comment
SO2 | Dissolved oxygen (O2) setpoint | 3 | g O2/m3 | List of Set SVs will appear here.
CSTR4 - Sumo1 - Key parameters
Symbol | Name | Value | Unit | Comment
KO2,NITO,AS | Half-saturation of O2 for NITOs (AS) | 0.2 | g O2/m3
CSTR4 - Sumo1 - Aerobic nitrifying organism kinetics (NITO)
Symbol | Name | Value | Unit | Comment
KO2,NITO,AS | Half-saturation of O2 for NITOs (AS) | 0.2 | g O2/m3

## SRT
SRT
Time | SRT1
d | d
0 | 6.8642
0.0069444 | 6.8641
0.013889 | 6.8375
0.020833 | 6.8113
0.027778 | 6.7854
0.034722 | 6.7599
0.041667 | 6.7348
0.048611 | 6.7101
0.055556 | 6.6859
0.0625 | 6.6623
0.069444 | 6.6393
0.076389 | 6.6168
0.083333 | 6.595
0.090278 | 6.5738
0.097222 | 6.5531
0.10417 | 6.5332
0.11111 | 6.5139
0.11806 | 6.4952
0.125 | 6.4772
0.13194 | 6.46
0.13889 | 6.4435
0.14583 | 6.4279
0.15278 | 6.4131
0.15972 | 6.3991
0.16667 | 6.386
0.17361 | 6.3737
0.18056 | 6.3622
0.1875 | 6.3514
0.19444 | 6.3415
0.20139 | 6.3326
0.20833 | 6.3245
0.21528 | 6.3174
0.22222 | 6.3113
0.22917 | 6.3061
0.23611 | 6.3017
0.24306 | 6.2983
0.25 | 6.2958
0.25694 | 6.2941
0.26389 | 6.2933
0.27083 | 6.2935
0.27778 | 6.2945
0.28472 | 6.2965
0.29167 | 6.2994
0.29861 | 6.3031
0.30556 | 6.3078
0.3125 | 6.3133
0.31944 | 6.3197
0.32639 | 6.327
0.33333 | 6.3351
0.34028 | 6.344
0.34722 | 6.3538
0.35417 | 6.3644
0.36111 | 6.3758
0.36806 | 6.388
0.375 | 6.401
0.38194 | 6.4148
0.38889 | 6.4293
0.39583 | 6.4446
0.40278 | 6.4606
0.40972 | 6.4773
0.41667 | 6.4947
0.42361 | 6.5128
0.43056 | 6.5314
0.4375 | 6.5504
0.44444 | 6.57
0.45139 | 6.5899
0.45833 | 6.6103
0.46528 | 6.6313
0.47222 | 6.6527
0.47917 | 6.6747
0.48611 | 6.697
0.49306 | 6.7195
0.5 | 6.7422
0.50694 | 6.7649
0.51389 | 6.7878
0.52083 | 6.8108
0.52778 | 6.8339
0.53472 | 6.8572
0.54167 | 6.8804
0.54861 | 6.9035
0.55556 | 6.9265
0.5625 | 6.9494
0.56944 | 6.9721
0.57639 | 6.9946
0.58333 | 7.0168
0.59028 | 7.0385
0.59722 | 7.0599
0.60417 | 7.0808
0.61111 | 7.1012
0.61806 | 7.121
0.625 | 7.1401
0.63194 | 7.1584
0.63889 | 7.1761
0.64583 | 7.1929
0.65278 | 7.209
0.65972 | 7.2243
0.66667 | 7.2387
0.67361 | 7.2521
0.68056 | 7.2645
0.6875 | 7.2758
0.69444 | 7.286
0.70139 | 7.2952
0.70833 | 7.3036
0.71528 | 7.3108
0.72222 | 7.3169
0.72917 | 7.3218
0.73611 | 7.3253
0.74306 | 7.3277
0.75 | 7.3289
0.75694 | 7.3289
0.76389 | 7.3277
0.77083 | 7.3252
0.77778 | 7.3213
0.78472 | 7.3163
0.79167 | 7.3101
0.79861 | 7.3029
0.80556 | 7.2947
0.8125 | 7.2854
0.81944 | 7.2747
0.82639 | 7.263
0.83333 | 7.2501
0.84028 | 7.2363
0.84722 | 7.2217
0.85417 | 7.206
0.86111 | 7.1894
0.86806 | 7.1721
0.875 | 7.154
0.88194 | 7.1352
0.88889 | 7.1156
0.89583 | 7.0952
0.90278 | 7.0743
0.90972 | 7.053
0.91667 | 7.0313
0.92361 | 7.0092
0.93056 | 6.9865
0.9375 | 6.9634
0.94444 | 6.9401
0.95139 | 6.9167
0.95833 | 6.893
0.96528 | 6.8691
0.97222 | 6.845
0.97917 | 6.8208
0.98611 | 6.7966
0.99306 | 6.7725
1 | 6.7485
1.0069 | 6.7246
1.0139 | 6.7009
1.0208 | 6.6775
1.0278 | 6.6542
1.0347 | 6.6311
1.0417 | 6.6084
1.0486 | 6.5862
1.0556 | 6.5645
1.0625 | 6.5433
1.0694 | 6.5226
1.0764 | 6.5024
1.0833 | 6.4826
1.0903 | 6.4636
1.0972 | 6.4451
1.1042 | 6.4273
1.1111 | 6.4102
1.1181 | 6.3938
1.125 | 6.378
1.1319 | 6.363
1.1389 | 6.3487
1.1458 | 6.335
1.1528 | 6.3221
1.1597 | 6.3099
1.1667 | 6.2985
1.1736 | 6.288
1.1806 | 6.2784
1.1875 | 6.2697
1.1944 | 6.2618
1.2014 | 6.2547
1.2083 | 6.2485
1.2153 | 6.2431
1.2222 | 6.2388
1.2292 | 6.2353
1.2361 | 6.2326
1.2431 | 6.2308
1.25 | 6.2299
1.2569 | 6.2298
1.2639 | 6.2308
1.2708 | 6.2325
1.2778 | 6.2352
1.2847 | 6.2388
1.2917 | 6.2432
1.2986 | 6.2486
1.3056 | 6.2549
1.3125 | 6.2621
1.3194 | 6.2702
1.3264 | 6.279
1.3333 | 6.2888
1.3403 | 6.2994
1.3472 | 6.3109
1.3542 | 6.3233
1.3611 | 6.3364
1.3681 | 6.3503
1.375 | 6.3649
1.3819 | 6.3804
1.3889 | 6.3966
1.3958 | 6.4136
1.4028 | 6.4313
1.4097 | 6.4497
1.4167 | 6.4687
1.4236 | 6.4884
1.4306 | 6.5086
1.4375 | 6.5296
1.4444 | 6.5512
1.4514 | 6.5733
1.4583 | 6.5959
1.4653 | 6.6188
1.4722 | 6.6422
1.4792 | 6.6659
1.4861 | 6.6899
1.4931 | 6.7142
1.5 | 6.7389
1.5069 | 6.7639
1.5139 | 6.7892
1.5208 | 6.8146
1.5278 | 6.8401
1.5347 | 6.8656
1.5417 | 6.8911
1.5486 | 6.9167
1.5556 | 6.9421
1.5625 | 6.9674
1.5694 | 6.9925
1.5764 | 7.0172
1.5833 | 7.0417
1.5903 | 7.066
1.5972 | 7.0899
1.6042 | 7.1133
1.6111 | 7.1363
1.6181 | 7.1586
1.625 | 7.1802
1.6319 | 7.2013
1.6389 | 7.2216
1.6458 | 7.2411
1.6528 | 7.2598
1.6597 | 7.2777
1.6667 | 7.2948
1.6736 | 7.3109
1.6806 | 7.326
1.6875 | 7.3399
1.6944 | 7.3528
1.7014 | 7.3646
1.7083 | 7.3753
1.7153 | 7.3849
1.7222 | 7.3933
1.7292 | 7.4007
1.7361 | 7.4069
1.7431 | 7.4118
1.75 | 7.4154
1.7569 | 7.4177
1.7639 | 7.4188
1.7708 | 7.4185
1.7778 | 7.417
1.7847 | 7.4143
1.7917 | 7.4102
1.7986 | 7.4051
1.8056 | 7.3987
1.8125 | 7.3913
1.8194 | 7.3826
1.8264 | 7.3729
1.8333 | 7.362
1.8403 | 7.35
1.8472 | 7.337
1.8542 | 7.3231
1.8611 | 7.3083
1.8681 | 7.2924
1.875 | 7.2757
1.8819 | 7.258
1.8889 | 7.2394
1.8958 | 7.2204
1.9028 | 7.2008
1.9097 | 7.1807
1.9167 | 7.1601
1.9236 | 7.1389
1.9306 | 7.1172
1.9375 | 7.0949
1.9444 | 7.0725
1.9514 | 7.0498
1.9583 | 7.0268
1.9653 | 7.0037
1.9722 | 6.9803
1.9792 | 6.9569
1.9861 | 6.9334
1.9931 | 6.91
2 | 6.8865
2.0069 | 6.8632
2.0139 | 6.8401
2.0208 | 6.8172
2.0278 | 6.7946
2.0347 | 6.7722
2.0417 | 6.7502
2.0486 | 6.7284
2.0556 | 6.707
2.0625 | 6.686
2.0694 | 6.6657
2.0764 | 6.6459
2.0833 | 6.6267
2.0903 | 6.6081
2.0972 | 6.59
2.1042 | 6.5726
2.1111 | 6.5558
2.1181 | 6.5396
2.125 | 6.5242
2.1319 | 6.5094
2.1389 | 6.4953
2.1458 | 6.482
2.1528 | 6.4697
2.1597 | 6.4581
2.1667 | 6.4472
2.1736 | 6.4372
2.1806 | 6.4279
2.1875 | 6.4196
2.1944 | 6.4121
2.2014 | 6.4055
2.2083 | 6.3998
2.2153 | 6.3952
2.2222 | 6.3914
2.2292 | 6.3885
2.2361 | 6.3865
2.2431 | 6.3853
2.25 | 6.3851
2.2569 | 6.3858
2.2639 | 6.3874
2.2708 | 6.39
2.2778 | 6.3936
2.2847 | 6.3981
2.2917 | 6.4036
2.2986 | 6.4099
2.3056 | 6.4171
2.3125 | 6.4253
2.3194 | 6.4344
2.3264 | 6.4443
2.3333 | 6.4552
2.3403 | 6.467
2.3472 | 6.4797
2.3542 | 6.4933
2.3611 | 6.5078
2.3681 | 6.523
2.375 | 6.539
2.3819 | 6.5559
2.3889 | 6.5733
2.3958 | 6.5916
2.4028 | 6.6108
2.4097 | 6.6308
2.4167 | 6.6513
2.4236 | 6.6725
2.4306 | 6.694
2.4375 | 6.7162
2.4444 | 6.739
2.4514 | 6.7624
2.4583 | 6.7863
2.4653 | 6.8107
2.4722 | 6.8355
2.4792 | 6.8607
2.4861 | 6.8863
2.4931 | 6.9123
2.5 | 6.9385
2.5069 | 6.965
2.5139 | 6.9916
2.5208 | 7.0183
2.5278 | 7.0452
2.5347 | 7.0722
2.5417 | 7.0991
2.5486 | 7.1259
2.5556 | 7.1526
2.5625 | 7.1792
2.5694 | 7.2055
2.5764 | 7.2315
2.5833 | 7.2572
2.5903 | 7.2826
2.5972 | 7.3076
2.6042 | 7.332
2.6111 | 7.3559
2.6181 | 7.3792
2.625 | 7.4018
2.6319 | 7.4237
2.6389 | 7.4449
2.6458 | 7.4653
2.6528 | 7.4847
2.6597 | 7.5033
2.6667 | 7.5207
2.6736 | 7.5371
2.6806 | 7.5524
2.6875 | 7.5665
2.6944 | 7.5794
2.7014 | 7.5912
2.7083 | 7.6018
2.7153 | 7.6112
2.7222 | 7.6193
2.7292 | 7.6259
2.7361 | 7.6311
2.7431 | 7.6351
2.75 | 7.6378
2.7569 | 7.6392
2.7639 | 7.6393
2.7708 | 7.638
2.7778 | 7.6355
2.7847 | 7.6317
2.7917 | 7.6265
2.7986 | 7.62
2.8056 | 7.6121
2.8125 | 7.603
2.8194 | 7.5926
2.8264 | 7.5809
2.8333 | 7.5681
2.8403 | 7.554
2.8472 | 7.5388
2.8542 | 7.5225
2.8611 | 7.5053
2.8681 | 7.4872
2.875 | 7.4683
2.8819 | 7.4485
2.8889 | 7.428
2.8958 | 7.4067
2.9028 | 7.3846
2.9097 | 7.3619
2.9167 | 7.3386
2.9236 | 7.3147
2.9306 | 7.2905
2.9375 | 7.2657
2.9444 | 7.2405
2.9514 | 7.2149
2.9583 | 7.1891
2.9653 | 7.1631
2.9722 | 7.1371
2.9792 | 7.1111
2.9861 | 7.0852
2.9931 | 7.0593
3 | 7.0335
3.0069 | 7.0078
3.0139 | 6.9822
3.0208 | 6.9568
3.0278 | 6.9317
3.0347 | 6.9068
3.0417 | 6.8822
3.0486 | 6.858
3.0556 | 6.8341
3.0625 | 6.8107
3.0694 | 6.7878
3.0764 | 6.7655
3.0833 | 6.7438
3.0903 | 6.7228
3.0972 | 6.7025
3.1042 | 6.6827
3.1111 | 6.6637
3.1181 | 6.6452
3.125 | 6.6274
3.1319 | 6.6104
3.1389 | 6.5943
3.1458 | 6.5791
3.1528 | 6.5647
3.1597 | 6.551
3.1667 | 6.5383
3.1736 | 6.5264
3.1806 | 6.5152
3.1875 | 6.5049
3.1944 | 6.4955
3.2014 | 6.487
3.2083 | 6.4795
3.2153 | 6.473
3.2222 | 6.4674
3.2292 | 6.4628
3.2361 | 6.4591
3.2431 | 6.4563
3.25 | 6.4545
3.2569 | 6.4535
3.2639 | 6.4535
3.2708 | 6.4544
3.2778 | 6.4563
3.2847 | 6.4591
3.2917 | 6.4629
3.2986 | 6.4677
3.3056 | 6.4733
3.3125 | 6.4798
3.3194 | 6.4871
3.3264 | 6.4953
3.3333 | 6.5044
3.3403 | 6.5144
3.3472 | 6.5253
3.3542 | 6.5371
3.3611 | 6.5498
3.3681 | 6.5632
3.375 | 6.5773
3.3819 | 6.5922
3.3889 | 6.6078
3.3958 | 6.6242
3.4028 | 6.6415
3.4097 | 6.6596
3.4167 | 6.6782
3.4236 | 6.6975
3.4306 | 6.7174
3.4375 | 6.7378
3.4444 | 6.7587
3.4514 | 6.7801
3.4583 | 6.802
3.4653 | 6.8243
3.4722 | 6.8469
3.4792 | 6.87
3.4861 | 6.8935
3.4931 | 6.9172
3.5 | 6.9412
3.5069 | 6.9655
3.5139 | 6.99
3.5208 | 7.0146
3.5278 | 7.0392
3.5347 | 7.0637
3.5417 | 7.0881
3.5486 | 7.1125
3.5556 | 7.1368
3.5625 | 7.1608
3.5694 | 7.1846
3.5764 | 7.208
3.5833 | 7.2311
3.5903 | 7.2537
3.5972 | 7.2759
3.6042 | 7.2977
3.6111 | 7.3189
3.6181 | 7.3394
3.625 | 7.3593
3.6319 | 7.3786
3.6389 | 7.3971
3.6458 | 7.4147
3.6528 | 7.4313
3.6597 | 7.4468
3.6667 | 7.4612
3.6736 | 7.4746
3.6806 | 7.487
3.6875 | 7.4985
3.6944 | 7.509
3.7014 | 7.5182
3.7083 | 7.5261
3.7153 | 7.5328
3.7222 | 7.5384
3.7292 | 7.5425
3.7361 | 7.5453
3.7431 | 7.5467
3.75 | 7.5469
3.7569 | 7.5457
3.7639 | 7.5433
3.7708 | 7.5396
3.7778 | 7.5345
3.7847 | 7.5282
3.7917 | 7.5207
3.7986 | 7.5118
3.8056 | 7.5018
3.8125 | 7.4906
3.8194 | 7.4781
3.8264 | 7.4645
3.8333 | 7.4498
3.8403 | 7.4341
3.8472 | 7.4173
3.8542 | 7.3994
3.8611 | 7.3806
3.8681 | 7.361
3.875 | 7.3406
3.8819 | 7.3196
3.8889 | 7.2977
3.8958 | 7.2751
3.9028 | 7.2517
3.9097 | 7.2278
3.9167 | 7.2033
3.9236 | 7.1784
3.9306 | 7.1531
3.9375 | 7.1275
3.9444 | 7.1016
3.9514 | 7.0753
3.9583 | 7.0489
3.9653 | 7.0224
3.9722 | 6.9958
3.9792 | 6.9692
3.9861 | 6.9425
3.9931 | 6.9159
4 | 6.8895
4.0069 | 6.8631
4.0139 | 6.837
4.0208 | 6.811
4.0278 | 6.7853
4.0347 | 6.7599
4.0417 | 6.7348
4.0486 | 6.7102
4.0556 | 6.6861
4.0625 | 6.6626
4.0694 | 6.6395
4.0764 | 6.617
4.0833 | 6.595
4.0903 | 6.5737
4.0972 | 6.553
4.1042 | 6.5329
4.1111 | 6.5135
4.1181 | 6.4948
4.125 | 6.4768
4.1319 | 6.4596
4.1389 | 6.4431
4.1458 | 6.4275
4.1528 | 6.4126
4.1597 | 6.3985
4.1667 | 6.3853
4.1736 | 6.3729
4.1806 | 6.3614
4.1875 | 6.3508
4.1944 | 6.341
4.2014 | 6.3321
4.2083 | 6.3241
4.2153 | 6.3171
4.2222 | 6.3109
4.2292 | 6.3056
4.2361 | 6.3013
4.2431 | 6.2978
4.25 | 6.2952
4.2569 | 6.2936
4.2639 | 6.2928
4.2708 | 6.2929
4.2778 | 6.2939
4.2847 | 6.2958
4.2917 | 6.2986
4.2986 | 6.3023
4.3056 | 6.307
4.3125 | 6.3125
4.3194 | 6.3189
4.3264 | 6.3262
4.3333 | 6.3344
4.3403 | 6.3434
4.3472 | 6.3532
4.3542 | 6.3639
4.3611 | 6.3754
4.3681 | 6.3877
4.375 | 6.4007
4.3819 | 6.4144
4.3889 | 6.4289
4.3958 | 6.4442
4.4028 | 6.4601
4.4097 | 6.4767
4.4167 | 6.494
4.4236 | 6.5117
4.4306 | 6.5301
4.4375 | 6.5491
4.4444 | 6.5686
4.4514 | 6.5886
4.4583 | 6.6092
4.4653 | 6.6303
4.4722 | 6.6518
4.4792 | 6.6735
4.4861 | 6.6955
4.4931 | 6.7178
4.5 | 6.7403
4.5069 | 6.7632
4.5139 | 6.7862
4.5208 | 6.8093
4.5278 | 6.8325
4.5347 | 6.8558
4.5417 | 6.879
4.5486 | 6.9022
4.5556 | 6.9252
4.5625 | 6.948
4.5694 | 6.9706
4.5764 | 6.993
4.5833 | 7.0151
4.5903 | 7.0369
4.5972 | 7.0583
4.6042 | 7.0791
4.6111 | 7.0993
4.6181 | 7.119
4.625 | 7.1382
4.6319 | 7.1566
4.6389 | 7.1743
4.6458 | 7.1912
4.6528 | 7.2073
4.6597 | 7.2226
4.6667 | 7.237
4.6736 | 7.2504
4.6806 | 7.2629
4.6875 | 7.2743
4.6944 | 7.2847
4.7014 | 7.294
4.7083 | 7.3022
4.7153 | 7.3093
4.7222 | 7.3152
4.7292 | 7.3199
4.7361 | 7.3235
4.7431 | 7.3258
4.75 | 7.3269
4.7569 | 7.3269
4.7639 | 7.3256
4.7708 | 7.3231
4.7778 | 7.3194
4.7847 | 7.3145
4.7917 | 7.3084
4.7986 | 7.3012
4.8056 | 7.2928
4.8125 | 7.2833
4.8194 | 7.2726
4.8264 | 7.2609
4.8333 | 7.2481
4.8403 | 7.2344
4.8472 | 7.2198
4.8542 | 7.2042
4.8611 | 7.1877
4.8681 | 7.1703
4.875 | 7.1522
4.8819 | 7.1333
4.8889 | 7.1137
4.8958 | 7.0935
4.9028 | 7.0727
4.9097 | 7.0514
4.9167 | 7.0295
4.9236 | 7.0072
4.9306 | 6.9844
4.9375 | 6.9613
4.9444 | 6.9379
4.9514 | 6.9143
4.9583 | 6.8905
4.9653 | 6.8666
4.9722 | 6.8426
4.9792 | 6.8186
4.9861 | 6.7945
4.9931 | 6.7705
5 | 6.7464
5.0069 | 6.7227
5.0139 | 6.6991
5.0208 | 6.6757
5.0278 | 6.6526
5.0347 | 6.6298
5.0417 | 6.6073
5.0486 | 6.5853
5.0556 | 6.5636
5.0625 | 6.5424
5.0694 | 6.5217
5.0764 | 6.5014
5.0833 | 6.4817
5.0903 | 6.4626
5.0972 | 6.4441
5.1042 | 6.4262
5.1111 | 6.409
5.1181 | 6.3924
5.125 | 6.3766
5.1319 | 6.3615
5.1389 | 6.347
5.1458 | 6.3334
5.1528 | 6.3205
5.1597 | 6.3084
5.1667 | 6.297
5.1736 | 6.2866
5.1806 | 6.277
5.1875 | 6.2682
5.1944 | 6.2603
5.2014 | 6.2533
5.2083 | 6.2471
5.2153 | 6.2417
5.2222 | 6.2373
5.2292 | 6.2338
5.2361 | 6.2312
5.2431 | 6.2295
5.25 | 6.2286
5.2569 | 6.2287
5.2639 | 6.2297
5.2708 | 6.2315
5.2778 | 6.2342
5.2847 | 6.2379
5.2917 | 6.2424
5.2986 | 6.2478
5.3056 | 6.254
5.3125 | 6.2612
5.3194 | 6.2692
5.3264 | 6.2782
5.3333 | 6.288
5.3403 | 6.2987
5.3472 | 6.3102
5.3542 | 6.3225
5.3611 | 6.3356
5.3681 | 6.3496
5.375 | 6.3643
5.3819 | 6.3797
5.3889 | 6.3959
5.3958 | 6.4127
5.4028 | 6.4303
5.4097 | 6.4486
5.4167 | 6.4676
5.4236 | 6.4872
5.4306 | 6.5075
5.4375 | 6.5284
5.4444 | 6.5499
5.4514 | 6.5718
5.4583 | 6.5943
5.4653 | 6.6172
5.4722 | 6.6405
5.4792 | 6.6643
5.4861 | 6.6884
5.4931 | 6.7128
5.5 | 6.7375
5.5069 | 6.7624
5.5139 | 6.7875
5.5208 | 6.8128
5.5278 | 6.8382
5.5347 | 6.8637
5.5417 | 6.8891
5.5486 | 6.9146
5.5556 | 6.94
5.5625 | 6.9653
5.5694 | 6.9903
5.5764 | 7.0152
5.5833 | 7.0397
5.5903 | 7.0639
5.5972 | 7.0877
5.6042 | 7.1111
5.6111 | 7.1339
5.6181 | 7.1561
5.625 | 7.1777
5.6319 | 7.1986
5.6389 | 7.2188
5.6458 | 7.2384
5.6528 | 7.2572
5.6597 | 7.275
5.6667 | 7.2919
5.6736 | 7.3078
5.6806 | 7.3228
5.6875 | 7.3368
5.6944 | 7.3499
5.7014 | 7.3617
5.7083 | 7.3725
5.7153 | 7.382
5.7222 | 7.3904
5.7292 | 7.3976
5.7361 | 7.4036
5.7431 | 7.4083
5.75 | 7.4118
5.7569 | 7.4141
5.7639 | 7.4153
5.7708 | 7.4151
5.7778 | 7.4137
5.7847 | 7.411
5.7917 | 7.407
5.7986 | 7.4019
5.8056 | 7.3956
5.8125 | 7.3881
5.8194 | 7.3795
5.8264 | 7.3697
5.8333 | 7.3587
5.8403 | 7.3467
5.8472 | 7.3337
5.8542 | 7.3197
5.8611 | 7.3048
5.8681 | 7.289
5.875 | 7.2724
5.8819 | 7.2549
5.8889 | 7.2366
5.8958 | 7.2175
5.9028 | 7.1979
5.9097 | 7.1778
5.9167 | 7.157
5.9236 | 7.1358
5.9306 | 7.1141
5.9375 | 7.0919
5.9444 | 7.0695
5.9514 | 7.0468
5.9583 | 7.0238
5.9653 | 7.0007
5.9722 | 6.9773
5.9792 | 6.9539
5.9861 | 6.9305
5.9931 | 6.9071
6 | 6.8838
6.0069 | 6.8606
6.0139 | 6.8376
6.0208 | 6.8147
6.0278 | 6.7921
6.0347 | 6.7697
6.0417 | 6.7477
6.0486 | 6.7259
6.0556 | 6.7046
6.0625 | 6.6837
6.0694 | 6.6633
6.0764 | 6.6435
6.0833 | 6.6242
6.0903 | 6.6055
6.0972 | 6.5874
6.1042 | 6.57
6.1111 | 6.5532
6.1181 | 6.537
6.125 | 6.5215
6.1319 | 6.5067
6.1389 | 6.4928
6.1458 | 6.4796
6.1528 | 6.4672
6.1597 | 6.4556
6.1667 | 6.4447
6.1736 | 6.4347
6.1806 | 6.4255
6.1875 | 6.4173
6.1944 | 6.4099
6.2014 | 6.4034
6.2083 | 6.3978
6.2153 | 6.3932
6.2222 | 6.3894
6.2292 | 6.3865
6.2361 | 6.3846
6.2431 | 6.3835
6.25 | 6.3833
6.2569 | 6.384
6.2639 | 6.3857
6.2708 | 6.3883
6.2778 | 6.3919
6.2847 | 6.3964
6.2917 | 6.4019
6.2986 | 6.4082
6.3056 | 6.4154
6.3125 | 6.4236
6.3194 | 6.4326
6.3264 | 6.4426
6.3333 | 6.4534
6.3403 | 6.4652
6.3472 | 6.4779
6.3542 | 6.4914
6.3611 | 6.5057
6.3681 | 6.5208
6.375 | 6.5367
6.3819 | 6.5534
6.3889 | 6.5709
6.3958 | 6.589
6.4028 | 6.6079
6.4097 | 6.6275
6.4167 | 6.6479
6.4236 | 6.669
6.4306 | 6.6907
6.4375 | 6.7131
6.4444 | 6.736
6.4514 | 6.7594
6.4583 | 6.7833
6.4653 | 6.8077
6.4722 | 6.8324
6.4792 | 6.8576
6.4861 | 6.8832
6.4931 | 6.9092
6.5 | 6.9356
6.5069 | 6.9622
6.5139 | 6.9889
6.5208 | 7.0156
6.5278 | 7.0424
6.5347 | 7.0693
6.5417 | 7.0961
6.5486 | 7.123
6.5556 | 7.1498
6.5625 | 7.1765
6.5694 | 7.2029
6.5764 | 7.2291
6.5833 | 7.2548
6.5903 | 7.2802
6.5972 | 7.3052
6.6042 | 7.3296
6.6111 | 7.3536
6.6181 | 7.3769
6.625 | 7.3995
6.6319 | 7.4214
6.6389 | 7.4426
6.6458 | 7.4629
6.6528 | 7.4822
6.6597 | 7.5007
6.6667 | 7.5182
6.6736 | 7.5347
6.6806 | 7.5501
6.6875 | 7.5644
6.6944 | 7.5775
6.7014 | 7.5893
6.7083 | 7.5999
6.7153 | 7.6093
6.7222 | 7.6174
6.7292 | 7.6242
6.7361 | 7.6296
6.7431 | 7.6337
6.75 | 7.6365
6.7569 | 7.6378
6.7639 | 7.6379
6.7708 | 7.6366
6.7778 | 7.6339
6.7847 | 7.6298
6.7917 | 7.6243
6.7986 | 7.6174
6.8056 | 7.6093
6.8125 | 7.6
6.8194 | 7.5895
6.8264 | 7.5777
6.8333 | 7.5649
6.8403 | 7.5509
6.8472 | 7.5358
6.8542 | 7.5197
6.8611 | 7.5026
6.8681 | 7.4846
6.875 | 7.4657
6.8819 | 7.446
6.8889 | 7.4254
6.8958 | 7.404
6.9028 | 7.3819
6.9097 | 7.3592
6.9167 | 7.3359
6.9236 | 7.312
6.9306 | 7.2877
6.9375 | 7.263
6.9444 | 7.2379
6.9514 | 7.2126
6.9583 | 7.187
6.9653 | 7.1612
6.9722 | 7.1353
6.9792 | 7.1093
6.9861 | 7.0833
6.9931 | 7.0571
7 | 7.0311
6.2286
7.6393
6.875
0.41991

## InputD
InputD
Time | Flow rate (Pipe5) | Flow rate (Pipe12) | Flow rate (Pipe14) | Flow rate (Pipe2)
d | m3/d | m3/d | m3/d | m3/d
0 | 82873.0581 | 23400 | 36000 | 23473.0581
0.0069444 | 82873.0581 | 23400 | 36000 | 23473.0581
0.013889 | 83054.3874 | 23400 | 36000 | 23654.3874
0.020833 | 83235.3256 | 23400 | 36000 | 23835.3256
0.027778 | 83415.6769 | 23400 | 36000 | 24015.6769
0.034722 | 83595.0502 | 23400 | 36000 | 24195.0502
0.041667 | 83773.152 | 23400 | 36000 | 24373.152
0.048611 | 83949.5912 | 23400 | 36000 | 24549.5912
0.055556 | 84124.0743 | 23400 | 36000 | 24724.0743
0.0625 | 84296.3078 | 23400 | 36000 | 24896.3078
0.069444 | 84466.0963 | 23400 | 36000 | 25066.0963
0.076389 | 84632.8528 | 23400 | 36000 | 25232.8528
0.083333 | 84796.5774 | 23400 | 36000 | 25396.5774
0.090278 | 84956.781 | 23400 | 36000 | 25556.781
0.097222 | 85113.268 | 23400 | 36000 | 25713.268
0.10417 | 85265.7451 | 23400 | 36000 | 25865.7451
0.11111 | 85413.9188 | 23400 | 36000 | 26013.9188
0.11806 | 85557.5935 | 23400 | 36000 | 26157.5935
0.125 | 85696.3779 | 23400 | 36000 | 26296.3779
0.13194 | 85830.1744 | 23400 | 36000 | 26430.1744
0.13889 | 85958.6894 | 23400 | 36000 | 26558.6894
0.14583 | 86081.6295 | 23400 | 36000 | 26681.6295
0.15278 | 86198.897 | 23400 | 36000 | 26798.897
0.15972 | 86310.1984 | 23400 | 36000 | 26910.1984
0.16667 | 86415.3381 | 23400 | 36000 | 27015.3381
0.17361 | 86514.2184 | 23400 | 36000 | 27114.2184
0.18056 | 86606.6436 | 23400 | 36000 | 27206.6436
0.1875 | 86692.418 | 23400 | 36000 | 27292.418
0.19444 | 86771.3462 | 23400 | 36000 | 27371.3462
0.20139 | 86843.428 | 23400 | 36000 | 27443.428
0.20833 | 86908.468 | 23400 | 36000 | 27508.468
0.21528 | 86966.2704 | 23400 | 36000 | 27566.2704
0.22222 | 87016.9331 | 23400 | 36000 | 27616.9331
0.22917 | 87060.3582 | 23400 | 36000 | 27660.3582
0.23611 | 87096.2524 | 23400 | 36000 | 27696.2524
0.24306 | 87124.8113 | 23400 | 36000 | 27724.8113
0.25 | 87145.9371 | 23400 | 36000 | 27745.9371
0.25694 | 87159.5319 | 23400 | 36000 | 27759.5319
0.26389 | 87165.5958 | 23400 | 36000 | 27765.5958
0.27083 | 87164.2265 | 23400 | 36000 | 27764.2265
0.27778 | 87155.4241 | 23400 | 36000 | 27755.4241
0.28472 | 87139.0908 | 23400 | 36000 | 27739.0908
0.29167 | 87115.5199 | 23400 | 36000 | 27715.5199
0.29861 | 87084.5159 | 23400 | 36000 | 27684.5159
0.30556 | 87046.2744 | 23400 | 36000 | 27646.2744
0.3125 | 87000.8931 | 23400 | 36000 | 27600.8931
0.31944 | 86948.47 | 23400 | 36000 | 27548.47
0.32639 | 86889.1027 | 23400 | 36000 | 27489.1027
0.33333 | 86822.9869 | 23400 | 36000 | 27422.9869
0.34028 | 86750.1226 | 23400 | 36000 | 27350.1226
0.34722 | 86670.8033 | 23400 | 36000 | 27270.8033
0.35417 | 86585.1266 | 23400 | 36000 | 27185.1266
0.36111 | 86493.2883 | 23400 | 36000 | 27093.2883
0.36806 | 86395.4838 | 23400 | 36000 | 26995.4838
0.375 | 86291.909 | 23400 | 36000 | 26891.909
0.38194 | 86182.7593 | 23400 | 36000 | 26782.7593
0.38889 | 86068.3281 | 23400 | 36000 | 26668.3281
0.39583 | 85948.7133 | 23400 | 36000 | 26548.7133
0.40278 | 85824.3061 | 23400 | 36000 | 26424.3061
0.40972 | 85695.3021 | 23400 | 36000 | 26295.3021
0.41667 | 85561.9947 | 23400 | 36000 | 26161.9947
0.42361 | 85424.5795 | 23400 | 36000 | 26024.5795
0.43056 | 85283.3499 | 23400 | 36000 | 25883.3499
0.4375 | 85138.5994 | 23400 | 36000 | 25738.5994
0.44444 | 84990.6213 | 23400 | 36000 | 25590.6213
0.45139 | 84839.8069 | 23400 | 36000 | 25439.8069
0.45833 | 84686.254 | 23400 | 36000 | 25286.254
0.46528 | 84530.4516 | 23400 | 36000 | 25130.4516
0.47222 | 84372.6931 | 23400 | 36000 | 24972.6931
0.47917 | 84213.1741 | 23400 | 36000 | 24813.1741
0.48611 | 84052.2858 | 23400 | 36000 | 24652.2858
0.49306 | 83890.3217 | 23400 | 36000 | 24490.3217
0.5 | 83727.673 | 23400 | 36000 | 24327.673
0.50694 | 83564.633 | 23400 | 36000 | 24164.633
0.51389 | 83401.4953 | 23400 | 36000 | 24001.4953
0.52083 | 83238.5531 | 23400 | 36000 | 23838.5531
0.52778 | 83076.2956 | 23400 | 36000 | 23676.2956
0.53472 | 82914.8205 | 23400 | 36000 | 23514.8205
0.54167 | 82754.5191 | 23400 | 36000 | 23354.5191
0.54861 | 82595.8804 | 23400 | 36000 | 23195.8804
0.55556 | 82439.0021 | 23400 | 36000 | 23039.0021
0.5625 | 82284.2755 | 23400 | 36000 | 22884.2755
0.56944 | 82131.9941 | 23400 | 36000 | 22731.9941
0.57639 | 81982.4511 | 23400 | 36000 | 22582.4511
0.58333 | 81836.0379 | 23400 | 36000 | 22436.0379
0.59028 | 81692.9501 | 23400 | 36000 | 22292.9501
0.59722 | 81553.3832 | 23400 | 36000 | 22153.3832
0.60417 | 81417.8263 | 23400 | 36000 | 22017.8263
0.61111 | 81286.475 | 23400 | 36000 | 21886.475
0.61806 | 81159.5248 | 23400 | 36000 | 21759.5248
0.625 | 81037.2693 | 23400 | 36000 | 21637.2693
0.63194 | 80919.904 | 23400 | 36000 | 21519.904
0.63889 | 80807.8202 | 23400 | 36000 | 21407.8202
0.64583 | 80701.0178 | 23400 | 36000 | 21301.0178
0.65278 | 80599.888 | 23400 | 36000 | 21199.888
0.65972 | 80504.5287 | 23400 | 36000 | 21104.5287
0.66667 | 80415.2333 | 23400 | 36000 | 21015.2333
0.67361 | 80332.0017 | 23400 | 36000 | 20932.0017
0.68056 | 80255.2253 | 23400 | 36000 | 20855.2253
0.6875 | 80184.9039 | 23400 | 36000 | 20784.9039
0.69444 | 80121.2332 | 23400 | 36000 | 20721.2332
0.70139 | 80064.3111 | 23400 | 36000 | 20664.3111
0.70833 | 80014.333 | 23400 | 36000 | 20614.333
0.71528 | 79971.3969 | 23400 | 36000 | 20571.3969
0.72222 | 79935.5027 | 23400 | 36000 | 20535.5027
0.72917 | 79906.7482 | 23400 | 36000 | 20506.7482
0.73611 | 79885.2312 | 23400 | 36000 | 20485.2312
0.74306 | 79870.9517 | 23400 | 36000 | 20470.9517
0.75 | 79864.1054 | 23400 | 36000 | 20464.1054
0.75694 | 79864.4967 | 23400 | 36000 | 20464.4967
0.76389 | 79872.2232 | 23400 | 36000 | 20472.2232
0.77083 | 79887.2851 | 23400 | 36000 | 20487.2851
0.77778 | 79909.6823 | 23400 | 36000 | 20509.6823
0.78472 | 79939.4148 | 23400 | 36000 | 20539.4148
0.79167 | 79976.2871 | 23400 | 36000 | 20576.2871
0.79861 | 80020.2991 | 23400 | 36000 | 20620.2991
0.80556 | 80071.4508 | 23400 | 36000 | 20671.4508
0.8125 | 80129.5466 | 23400 | 36000 | 20729.5466
0.81944 | 80194.5865 | 23400 | 36000 | 20794.5865
0.82639 | 80266.375 | 23400 | 36000 | 20866.375
0.83333 | 80344.8141 | 23400 | 36000 | 20944.8141
0.84028 | 80429.7083 | 23400 | 36000 | 21029.7083
0.84722 | 80520.9598 | 23400 | 36000 | 21120.9598
0.85417 | 80618.373 | 23400 | 36000 | 21218.373
0.86111 | 80721.8501 | 23400 | 36000 | 21321.8501
0.86806 | 80830.9998 | 23400 | 36000 | 21430.9998
0.875 | 80945.8222 | 23400 | 36000 | 21545.8222
0.88194 | 81066.0238 | 23400 | 36000 | 21666.0238
0.88889 | 81191.3113 | 23400 | 36000 | 21791.3113
0.89583 | 81321.5867 | 23400 | 36000 | 21921.5867
0.90278 | 81456.459 | 23400 | 36000 | 22056.459
0.90972 | 81595.8303 | 23400 | 36000 | 22195.8303
0.91667 | 81739.3094 | 23400 | 36000 | 22339.3094
0.92361 | 81886.6028 | 23400 | 36000 | 22486.6028
0.93056 | 82037.6128 | 23400 | 36000 | 22637.6128
0.9375 | 82191.9482 | 23400 | 36000 | 22791.9482
0.94444 | 82349.3155 | 23400 | 36000 | 22949.3155
0.95139 | 82509.3235 | 23400 | 36000 | 23109.3235
0.95833 | 82671.8744 | 23400 | 36000 | 23271.8744
0.96528 | 82836.4792 | 23400 | 36000 | 23436.4792
0.97222 | 83002.9423 | 23400 | 36000 | 23602.9423
0.97917 | 83170.8725 | 23400 | 36000 | 23770.8725
0.98611 | 83339.9763 | 23400 | 36000 | 23939.9763
0.99306 | 83509.8626 | 23400 | 36000 | 24109.8626
1 | 83680.4335 | 23400 | 36000 | 24280.4335
1.0069 | 83851.1022 | 23400 | 36000 | 24451.1022
1.0139 | 84021.673 | 23400 | 36000 | 24621.673
1.0208 | 84191.8527 | 23400 | 36000 | 24791.8527
1.0278 | 84361.2499 | 23400 | 36000 | 24961.2499
1.0347 | 84529.4735 | 23400 | 36000 | 25129.4735
1.0417 | 84696.4257 | 23400 | 36000 | 25296.4257
1.0486 | 84861.5195 | 23400 | 36000 | 25461.5195
1.0556 | 85024.6573 | 23400 | 36000 | 25624.6573
1.0625 | 85185.4477 | 23400 | 36000 | 25785.4477
1.0694 | 85343.4996 | 23400 | 36000 | 25943.4996
1.0764 | 85498.6174 | 23400 | 36000 | 26098.6174
1.0833 | 85650.5077 | 23400 | 36000 | 26250.5077
1.0903 | 85798.7791 | 23400 | 36000 | 26398.7791
1.0972 | 85943.3341 | 23400 | 36000 | 26543.3341
1.1042 | 86083.6834 | 23400 | 36000 | 26683.6834
1.1111 | 86219.6315 | 23400 | 36000 | 26819.6315
1.1181 | 86350.9828 | 23400 | 36000 | 26950.9828
1.125 | 86477.3461 | 23400 | 36000 | 27077.3461
1.1319 | 86598.6236 | 23400 | 36000 | 27198.6236
1.1389 | 86714.5218 | 23400 | 36000 | 27314.5218
1.1458 | 86824.8452 | 23400 | 36000 | 27424.8452
1.1528 | 86929.3003 | 23400 | 36000 | 27529.3003
1.1597 | 87027.7893 | 23400 | 36000 | 27627.7893
1.1667 | 87120.0189 | 23400 | 36000 | 27720.0189
1.1736 | 87205.7934 | 23400 | 36000 | 27805.7934
1.1806 | 87285.1127 | 23400 | 36000 | 27885.1127
1.1875 | 87357.6836 | 23400 | 36000 | 27957.6836
1.1944 | 87423.4082 | 23400 | 36000 | 28023.4082
1.2014 | 87482.0908 | 23400 | 36000 | 28082.0908
1.2083 | 87533.6337 | 23400 | 36000 | 28133.6337
1.2153 | 87578.0369 | 23400 | 36000 | 28178.0369
1.2222 | 87615.2026 | 23400 | 36000 | 28215.2026
1.2292 | 87644.8374 | 23400 | 36000 | 28244.8374
1.2361 | 87667.1368 | 23400 | 36000 | 28267.1368
1.2431 | 87681.9052 | 23400 | 36000 | 28281.9052
1.25 | 87689.1428 | 23400 | 36000 | 28289.1428
1.2569 | 87688.8493 | 23400 | 36000 | 28288.8493
1.2639 | 87680.9272 | 23400 | 36000 | 28280.9272
1.2708 | 87665.5719 | 23400 | 36000 | 28265.5719
1.2778 | 87642.5879 | 23400 | 36000 | 28242.5879
1.2847 | 87612.1707 | 23400 | 36000 | 28212.1707
1.2917 | 87574.3204 | 23400 | 36000 | 28174.3204
1.2986 | 87529.1347 | 23400 | 36000 | 28129.1347
1.3056 | 87476.6138 | 23400 | 36000 | 28076.6138
1.3125 | 87416.8553 | 23400 | 36000 | 28016.8553
1.3194 | 87349.9571 | 23400 | 36000 | 27949.9571
1.3264 | 87276.2125 | 23400 | 36000 | 27876.2125
1.3333 | 87195.5239 | 23400 | 36000 | 27795.5239
1.3403 | 87108.0868 | 23400 | 36000 | 27708.0868
1.3472 | 87014.1945 | 23400 | 36000 | 27614.1945
1.3542 | 86913.8472 | 23400 | 36000 | 27513.8472
1.3611 | 86807.3382 | 23400 | 36000 | 27407.3382
1.3681 | 86694.8631 | 23400 | 36000 | 27294.8631
1.375 | 86576.5198 | 23400 | 36000 | 27176.5198
1.3819 | 86452.6016 | 23400 | 36000 | 27052.6016
1.3889 | 86323.3042 | 23400 | 36000 | 26923.3042
1.3958 | 86188.9209 | 23400 | 36000 | 26788.9209
1.4028 | 86049.6475 | 23400 | 36000 | 26649.6475
1.4097 | 85905.7772 | 23400 | 36000 | 26505.7772
1.4167 | 85757.4079 | 23400 | 36000 | 26357.4079
1.4236 | 85605.1264 | 23400 | 36000 | 26205.1264
1.4306 | 85448.9328 | 23400 | 36000 | 26048.9328
1.4375 | 85289.2182 | 23400 | 36000 | 25889.2182
1.4444 | 85126.1782 | 23400 | 36000 | 25726.1782
1.4514 | 84960.302 | 23400 | 36000 | 25560.302
1.4583 | 84791.785 | 23400 | 36000 | 25391.785
1.4653 | 84620.9207 | 23400 | 36000 | 25220.9207
1.4722 | 84448.1003 | 23400 | 36000 | 25048.1003
1.4792 | 84273.5194 | 23400 | 36000 | 24873.5194
1.4861 | 84097.5693 | 23400 | 36000 | 24697.5693
1.4931 | 83920.5433 | 23400 | 36000 | 24520.5433
1.5 | 83742.8327 | 23400 | 36000 | 24342.8327
1.5069 | 83564.633 | 23400 | 36000 | 24164.633
1.5139 | 83386.4334 | 23400 | 36000 | 23986.4334
1.5208 | 83208.4294 | 23400 | 36000 | 23808.4294
1.5278 | 83031.0122 | 23400 | 36000 | 23631.0122
1.5347 | 82854.4752 | 23400 | 36000 | 23454.4752
1.5417 | 82679.1119 | 23400 | 36000 | 23279.1119
1.5486 | 82505.4113 | 23400 | 36000 | 23105.4113
1.5556 | 82333.4711 | 23400 | 36000 | 22933.4711
1.5625 | 82163.6827 | 23400 | 36000 | 22763.6827
1.5694 | 81996.4372 | 23400 | 36000 | 22596.4372
1.5764 | 81831.9301 | 23400 | 36000 | 22431.9301
1.5833 | 81670.4551 | 23400 | 36000 | 22270.4551
1.5903 | 81512.4031 | 23400 | 36000 | 22112.4031
1.5972 | 81357.97 | 23400 | 36000 | 21957.97
1.6042 | 81207.449 | 23400 | 36000 | 21807.449
1.6111 | 81061.1336 | 23400 | 36000 | 21661.1336
1.6181 | 80919.3172 | 23400 | 36000 | 21519.3172
1.625 | 80782.1954 | 23400 | 36000 | 21382.1954
1.6319 | 80650.0617 | 23400 | 36000 | 21250.0617
1.6389 | 80523.2093 | 23400 | 36000 | 21123.2093
1.6458 | 80401.6385 | 23400 | 36000 | 21001.6385
1.6528 | 80285.838 | 23400 | 36000 | 20885.838
1.6597 | 80175.8081 | 23400 | 36000 | 20775.8081
1.6667 | 80071.842 | 23400 | 36000 | 20671.842
1.6736 | 79974.0376 | 23400 | 36000 | 20574.0376
1.6806 | 79882.6883 | 23400 | 36000 | 20482.6883
1.6875 | 79797.8919 | 23400 | 36000 | 20397.8919
1.6944 | 79719.7461 | 23400 | 36000 | 20319.7461
1.7014 | 79648.4467 | 23400 | 36000 | 20248.4467
1.7083 | 79584.0914 | 23400 | 36000 | 20184.0914
1.7153 | 79526.778 | 23400 | 36000 | 20126.778
1.7222 | 79476.6044 | 23400 | 36000 | 20076.6044
1.7292 | 79433.6682 | 23400 | 36000 | 20033.6682
1.7361 | 79397.9696 | 23400 | 36000 | 19997.9696
1.7431 | 79369.7042 | 23400 | 36000 | 19969.7042
1.75 | 79348.6762 | 23400 | 36000 | 19948.6762
1.7569 | 79335.1792 | 23400 | 36000 | 19935.1792
1.7639 | 79329.0175 | 23400 | 36000 | 19929.0175
1.7708 | 79330.289 | 23400 | 36000 | 19930.289
1.7778 | 79338.8958 | 23400 | 36000 | 19938.8958
1.7847 | 79354.8379 | 23400 | 36000 | 19954.8379
1.7917 | 79378.1153 | 23400 | 36000 | 19978.1153
1.7986 | 79408.5325 | 23400 | 36000 | 20008.5325
1.8056 | 79446.1872 | 23400 | 36000 | 20046.1872
1.8125 | 79490.8838 | 23400 | 36000 | 20090.8838
1.8194 | 79542.6223 | 23400 | 36000 | 20142.6223
1.8264 | 79601.1094 | 23400 | 36000 | 20201.1094
1.8333 | 79666.3449 | 23400 | 36000 | 20266.3449
1.8403 | 79738.1334 | 23400 | 36000 | 20338.1334
1.8472 | 79816.3769 | 23400 | 36000 | 20416.3769
1.8542 | 79900.8799 | 23400 | 36000 | 20500.8799
1.8611 | 79991.4468 | 23400 | 36000 | 20591.4468
1.8681 | 80087.8819 | 23400 | 36000 | 20687.8819
1.875 | 80189.9897 | 23400 | 36000 | 20789.9897
1.8819 | 80297.5746 | 23400 | 36000 | 20897.5746
1.8889 | 80410.3431 | 23400 | 36000 | 21010.3431
1.8958 | 80528.1974 | 23400 | 36000 | 21128.1974
1.9028 | 80650.7463 | 23400 | 36000 | 21250.7463
1.9097 | 80777.892 | 23400 | 36000 | 21377.892
1.9167 | 80909.2433 | 23400 | 36000 | 21509.2433
1.9236 | 81044.6046 | 23400 | 36000 | 21644.6046
1.9306 | 81183.6825 | 23400 | 36000 | 21783.6825
1.9375 | 81326.1835 | 23400 | 36000 | 21926.1835
1.9444 | 81471.8143 | 23400 | 36000 | 22071.8143
1.9514 | 81620.2814 | 23400 | 36000 | 22220.2814
1.9583 | 81771.2914 | 23400 | 36000 | 22371.2914
1.9653 | 81924.4531 | 23400 | 36000 | 22524.4531
1.9722 | 82079.6687 | 23400 | 36000 | 22679.6687
1.9792 | 82236.3514 | 23400 | 36000 | 22836.3514
1.9861 | 82394.4033 | 23400 | 36000 | 22994.4033
1.9931 | 82553.4333 | 23400 | 36000 | 23153.4333
2 | 82713.0501 | 23400 | 36000 | 23313.0501
2.0069 | 82873.0581 | 23400 | 36000 | 23473.0581
2.0139 | 83033.0661 | 23400 | 36000 | 23633.0661
2.0208 | 83192.6829 | 23400 | 36000 | 23792.6829
2.0278 | 83351.7128 | 23400 | 36000 | 23951.7128
2.0347 | 83509.7648 | 23400 | 36000 | 24109.7648
2.0417 | 83666.4474 | 23400 | 36000 | 24266.4474
2.0486 | 83821.663 | 23400 | 36000 | 24421.663
2.0556 | 83974.8247 | 23400 | 36000 | 24574.8247
2.0625 | 84125.8347 | 23400 | 36000 | 24725.8347
2.0694 | 84274.3018 | 23400 | 36000 | 24874.3018
2.0764 | 84419.9326 | 23400 | 36000 | 25019.9326
2.0833 | 84562.4336 | 23400 | 36000 | 25162.4336
2.0903 | 84701.5115 | 23400 | 36000 | 25301.5115
2.0972 | 84836.8728 | 23400 | 36000 | 25436.8728
2.1042 | 84968.2241 | 23400 | 36000 | 25568.2241
2.1111 | 85095.3698 | 23400 | 36000 | 25695.3698
2.1181 | 85217.9188 | 23400 | 36000 | 25817.9188
2.125 | 85335.7731 | 23400 | 36000 | 25935.7731
2.1319 | 85448.5416 | 23400 | 36000 | 26048.5416
2.1389 | 85556.1264 | 23400 | 36000 | 26156.1264
2.1458 | 85658.2342 | 23400 | 36000 | 26258.2342
2.1528 | 85754.6694 | 23400 | 36000 | 26354.6694
2.1597 | 85845.2362 | 23400 | 36000 | 26445.2362
2.1667 | 85929.7392 | 23400 | 36000 | 26529.7392
2.1736 | 86007.9828 | 23400 | 36000 | 26607.9828
2.1806 | 86079.7712 | 23400 | 36000 | 26679.7712
2.1875 | 86145.0068 | 23400 | 36000 | 26745.0068
2.1944 | 86203.4938 | 23400 | 36000 | 26803.4938
2.2014 | 86255.2323 | 23400 | 36000 | 26855.2323
2.2083 | 86299.9289 | 23400 | 36000 | 26899.9289
2.2153 | 86337.5836 | 23400 | 36000 | 26937.5836
2.2222 | 86368.0008 | 23400 | 36000 | 26968.0008
2.2292 | 86391.2783 | 23400 | 36000 | 26991.2783
2.2361 | 86407.2204 | 23400 | 36000 | 27007.2204
2.2431 | 86415.8272 | 23400 | 36000 | 27015.8272
2.25 | 86417.0986 | 23400 | 36000 | 27017.0986
2.2569 | 86410.9369 | 23400 | 36000 | 27010.9369
2.2639 | 86397.4399 | 23400 | 36000 | 26997.4399
2.2708 | 86376.412 | 23400 | 36000 | 26976.412
2.2778 | 86348.1465 | 23400 | 36000 | 26948.1465
2.2847 | 86312.4479 | 23400 | 36000 | 26912.4479
2.2917 | 86269.5118 | 23400 | 36000 | 26869.5118
2.2986 | 86219.3381 | 23400 | 36000 | 26819.3381
2.3056 | 86162.0247 | 23400 | 36000 | 26762.0247
2.3125 | 86097.6694 | 23400 | 36000 | 26697.6694
2.3194 | 86026.37 | 23400 | 36000 | 26626.37
2.3264 | 85948.2243 | 23400 | 36000 | 26548.2243
2.3333 | 85863.4279 | 23400 | 36000 | 26463.4279
2.3403 | 85772.0785 | 23400 | 36000 | 26372.0785
2.3472 | 85674.2741 | 23400 | 36000 | 26274.2741
2.3542 | 85570.308 | 23400 | 36000 | 26170.308
2.3611 | 85460.2781 | 23400 | 36000 | 26060.2781
2.3681 | 85344.4777 | 23400 | 36000 | 25944.4777
2.375 | 85222.9068 | 23400 | 36000 | 25822.9068
2.3819 | 85096.0545 | 23400 | 36000 | 25696.0545
2.3889 | 84963.9207 | 23400 | 36000 | 25563.9207
2.3958 | 84826.7989 | 23400 | 36000 | 25426.7989
2.4028 | 84684.9825 | 23400 | 36000 | 25284.9825
2.4097 | 84538.6671 | 23400 | 36000 | 25138.6671
2.4167 | 84388.1462 | 23400 | 36000 | 24988.1462
2.4236 | 84233.713 | 23400 | 36000 | 24833.713
2.4306 | 84075.6611 | 23400 | 36000 | 24675.6611
2.4375 | 83914.186 | 23400 | 36000 | 24514.186
2.4444 | 83749.679 | 23400 | 36000 | 24349.679
2.4514 | 83582.4334 | 23400 | 36000 | 24182.4334
2.4583 | 83412.645 | 23400 | 36000 | 24012.645
2.4653 | 83240.7048 | 23400 | 36000 | 23840.7048
2.4722 | 83067.0042 | 23400 | 36000 | 23667.0042
2.4792 | 82891.6409 | 23400 | 36000 | 23491.6409
2.4861 | 82715.1039 | 23400 | 36000 | 23315.1039
2.4931 | 82537.6868 | 23400 | 36000 | 23137.6868
2.5 | 82359.6827 | 23400 | 36000 | 22959.6827
2.5069 | 82181.4831 | 23400 | 36000 | 22781.4831
2.5139 | 82003.2835 | 23400 | 36000 | 22603.2835
2.5208 | 81825.5729 | 23400 | 36000 | 22425.5729
2.5278 | 81648.5469 | 23400 | 36000 | 22248.5469
2.5347 | 81472.5967 | 23400 | 36000 | 22072.5967
2.5417 | 81298.0159 | 23400 | 36000 | 21898.0159
2.5486 | 81125.1955 | 23400 | 36000 | 21725.1955
2.5556 | 80954.3312 | 23400 | 36000 | 21554.3312
2.5625 | 80785.8142 | 23400 | 36000 | 21385.8142
2.5694 | 80619.9379 | 23400 | 36000 | 21219.9379
2.5764 | 80456.898 | 23400 | 36000 | 21056.898
2.5833 | 80297.1834 | 23400 | 36000 | 20897.1834
2.5903 | 80140.9897 | 23400 | 36000 | 20740.9897
2.5972 | 79988.7083 | 23400 | 36000 | 20588.7083
2.6042 | 79840.339 | 23400 | 36000 | 20440.339
2.6111 | 79696.4687 | 23400 | 36000 | 20296.4687
2.6181 | 79557.1952 | 23400 | 36000 | 20157.1952
2.625 | 79422.8119 | 23400 | 36000 | 20022.8119
2.6319 | 79293.5145 | 23400 | 36000 | 19893.5145
2.6389 | 79169.5963 | 23400 | 36000 | 19769.5963
2.6458 | 79051.253 | 23400 | 36000 | 19651.253
2.6528 | 78938.7779 | 23400 | 36000 | 19538.7779
2.6597 | 78832.2689 | 23400 | 36000 | 19432.2689
2.6667 | 78731.9216 | 23400 | 36000 | 19331.9216
2.6736 | 78638.0294 | 23400 | 36000 | 19238.0294
2.6806 | 78550.5922 | 23400 | 36000 | 19150.5922
2.6875 | 78469.9036 | 23400 | 36000 | 19069.9036
2.6944 | 78396.1591 | 23400 | 36000 | 18996.1591
2.7014 | 78329.2609 | 23400 | 36000 | 18929.2609
2.7083 | 78269.5024 | 23400 | 36000 | 18869.5024
2.7153 | 78216.9814 | 23400 | 36000 | 18816.9814
2.7222 | 78171.7958 | 23400 | 36000 | 18771.7958
2.7292 | 78133.9454 | 23400 | 36000 | 18733.9454
2.7361 | 78103.5283 | 23400 | 36000 | 18703.5283
2.7431 | 78080.5442 | 23400 | 36000 | 18680.5442
2.75 | 78065.1889 | 23400 | 36000 | 18665.1889
2.7569 | 78057.2668 | 23400 | 36000 | 18657.2668
2.7639 | 78056.9734 | 23400 | 36000 | 18656.9734
2.7708 | 78064.2109 | 23400 | 36000 | 18664.2109
2.7778 | 78078.9794 | 23400 | 36000 | 18678.9794
2.7847 | 78101.2788 | 23400 | 36000 | 18701.2788
2.7917 | 78130.9135 | 23400 | 36000 | 18730.9135
2.7986 | 78168.0792 | 23400 | 36000 | 18768.0792
2.8056 | 78212.4824 | 23400 | 36000 | 18812.4824
2.8125 | 78264.0253 | 23400 | 36000 | 18864.0253
2.8194 | 78322.708 | 23400 | 36000 | 18922.708
2.8264 | 78388.4325 | 23400 | 36000 | 18988.4325
2.8333 | 78461.0034 | 23400 | 36000 | 19061.0034
2.8403 | 78540.3228 | 23400 | 36000 | 19140.3228
2.8472 | 78626.0972 | 23400 | 36000 | 19226.0972
2.8542 | 78718.3268 | 23400 | 36000 | 19318.3268
2.8611 | 78816.8158 | 23400 | 36000 | 19416.8158
2.8681 | 78921.2709 | 23400 | 36000 | 19521.2709
2.875 | 79031.5943 | 23400 | 36000 | 19631.5943
2.8819 | 79147.4925 | 23400 | 36000 | 19747.4925
2.8889 | 79268.77 | 23400 | 36000 | 19868.77
2.8958 | 79395.1333 | 23400 | 36000 | 19995.1333
2.9028 | 79526.4846 | 23400 | 36000 | 20126.4846
2.9097 | 79662.4327 | 23400 | 36000 | 20262.4327
2.9167 | 79802.7821 | 23400 | 36000 | 20402.7821
2.9236 | 79947.337 | 23400 | 36000 | 20547.337
2.9306 | 80095.6085 | 23400 | 36000 | 20695.6085
2.9375 | 80247.4987 | 23400 | 36000 | 20847.4987
2.9444 | 80402.6165 | 23400 | 36000 | 21002.6165
2.9514 | 80560.6684 | 23400 | 36000 | 21160.6684
2.9583 | 80721.4589 | 23400 | 36000 | 21321.4589
2.9653 | 80884.5966 | 23400 | 36000 | 21484.5966
2.9722 | 81049.6905 | 23400 | 36000 | 21649.6905
2.9792 | 81216.6426 | 23400 | 36000 | 21816.6426
2.9861 | 81384.8662 | 23400 | 36000 | 21984.8662
2.9931 | 81554.2634 | 23400 | 36000 | 22154.2634
3 | 81724.4431 | 23400 | 36000 | 22324.4431
3.0069 | 81895.014 | 23400 | 36000 | 22495.014
3.0139 | 82065.6827 | 23400 | 36000 | 22665.6827
3.0208 | 82236.2536 | 23400 | 36000 | 22836.2536
3.0278 | 82406.1398 | 23400 | 36000 | 23006.1398
3.0347 | 82575.2436 | 23400 | 36000 | 23175.2436
3.0417 | 82743.1738 | 23400 | 36000 | 23343.1738
3.0486 | 82909.6369 | 23400 | 36000 | 23509.6369
3.0556 | 83074.2417 | 23400 | 36000 | 23674.2417
3.0625 | 83236.7927 | 23400 | 36000 | 23836.7927
3.0694 | 83396.8007 | 23400 | 36000 | 23996.8007
3.0764 | 83554.168 | 23400 | 36000 | 24154.168
3.0833 | 83708.5033 | 23400 | 36000 | 24308.5033
3.0903 | 83859.5133 | 23400 | 36000 | 24459.5133
3.0972 | 84006.8068 | 23400 | 36000 | 24606.8068
3.1042 | 84150.2858 | 23400 | 36000 | 24750.2858
3.1111 | 84289.6571 | 23400 | 36000 | 24889.6571
3.1181 | 84424.5294 | 23400 | 36000 | 25024.5294
3.125 | 84554.8049 | 23400 | 36000 | 25154.8049
3.1319 | 84680.0923 | 23400 | 36000 | 25280.0923
3.1389 | 84800.2939 | 23400 | 36000 | 25400.2939
3.1458 | 84915.1163 | 23400 | 36000 | 25515.1163
3.1528 | 85024.266 | 23400 | 36000 | 25624.266
3.1597 | 85127.7431 | 23400 | 36000 | 25727.7431
3.1667 | 85225.1563 | 23400 | 36000 | 25825.1563
3.1736 | 85316.4078 | 23400 | 36000 | 25916.4078
3.1806 | 85401.302 | 23400 | 36000 | 26001.302
3.1875 | 85479.7412 | 23400 | 36000 | 26079.7412
3.1944 | 85551.5296 | 23400 | 36000 | 26151.5296
3.2014 | 85616.5695 | 23400 | 36000 | 26216.5695
3.2083 | 85674.6654 | 23400 | 36000 | 26274.6654
3.2153 | 85725.8171 | 23400 | 36000 | 26325.8171
3.2222 | 85769.829 | 23400 | 36000 | 26369.829
3.2292 | 85806.7013 | 23400 | 36000 | 26406.7013
3.2361 | 85836.4338 | 23400 | 36000 | 26436.4338
3.2431 | 85858.8311 | 23400 | 36000 | 26458.8311
3.25 | 85873.8929 | 23400 | 36000 | 26473.8929
3.2569 | 85881.6195 | 23400 | 36000 | 26481.6195
3.2639 | 85882.0107 | 23400 | 36000 | 26482.0107
3.2708 | 85875.1644 | 23400 | 36000 | 26475.1644
3.2778 | 85860.8849 | 23400 | 36000 | 26460.8849
3.2847 | 85839.368 | 23400 | 36000 | 26439.368
3.2917 | 85810.6135 | 23400 | 36000 | 26410.6135
3.2986 | 85774.7193 | 23400 | 36000 | 26374.7193
3.3056 | 85731.7831 | 23400 | 36000 | 26331.7831
3.3125 | 85681.8051 | 23400 | 36000 | 26281.8051
3.3194 | 85624.8829 | 23400 | 36000 | 26224.8829
3.3264 | 85561.2122 | 23400 | 36000 | 26161.2122
3.3333 | 85490.8909 | 23400 | 36000 | 26090.8909
3.3403 | 85414.1144 | 23400 | 36000 | 26014.1144
3.3472 | 85330.8829 | 23400 | 36000 | 25930.8829
3.3542 | 85241.5874 | 23400 | 36000 | 25841.5874
3.3611 | 85146.2281 | 23400 | 36000 | 25746.2281
3.3681 | 85045.0984 | 23400 | 36000 | 25645.0984
3.375 | 84938.296 | 23400 | 36000 | 25538.296
3.3819 | 84826.2121 | 23400 | 36000 | 25426.2121
3.3889 | 84708.8468 | 23400 | 36000 | 25308.8468
3.3958 | 84586.5913 | 23400 | 36000 | 25186.5913
3.4028 | 84459.6412 | 23400 | 36000 | 25059.6412
3.4097 | 84328.2899 | 23400 | 36000 | 24928.2899
3.4167 | 84192.733 | 23400 | 36000 | 24792.733
3.4236 | 84053.1661 | 23400 | 36000 | 24653.1661
3.4306 | 83910.0782 | 23400 | 36000 | 24510.0782
3.4375 | 83763.665 | 23400 | 36000 | 24363.665
3.4444 | 83614.1221 | 23400 | 36000 | 24214.1221
3.4514 | 83461.8406 | 23400 | 36000 | 24061.8406
3.4583 | 83307.114 | 23400 | 36000 | 23907.114
3.4653 | 83150.2358 | 23400 | 36000 | 23750.2358
3.4722 | 82991.597 | 23400 | 36000 | 23591.597
3.4792 | 82831.2956 | 23400 | 36000 | 23431.2956
3.4861 | 82669.8205 | 23400 | 36000 | 23269.8205
3.4931 | 82507.563 | 23400 | 36000 | 23107.563
3.5 | 82344.6208 | 23400 | 36000 | 22944.6208
3.5069 | 82181.4831 | 23400 | 36000 | 22781.4831
3.5139 | 82018.4431 | 23400 | 36000 | 22618.4431
3.5208 | 81855.7944 | 23400 | 36000 | 22455.7944
3.5278 | 81693.8303 | 23400 | 36000 | 22293.8303
3.5347 | 81532.9421 | 23400 | 36000 | 22132.9421
3.5417 | 81373.4231 | 23400 | 36000 | 21973.4231
3.5486 | 81215.6646 | 23400 | 36000 | 21815.6646
3.5556 | 81059.8621 | 23400 | 36000 | 21659.8621
3.5625 | 80906.3092 | 23400 | 36000 | 21506.3092
3.5694 | 80755.4948 | 23400 | 36000 | 21355.4948
3.5764 | 80607.5167 | 23400 | 36000 | 21207.5167
3.5833 | 80462.7662 | 23400 | 36000 | 21062.7662
3.5903 | 80321.5367 | 23400 | 36000 | 20921.5367
3.5972 | 80184.1215 | 23400 | 36000 | 20784.1215
3.6042 | 80050.8141 | 23400 | 36000 | 20650.8141
3.6111 | 79921.81 | 23400 | 36000 | 20521.81
3.6181 | 79797.4028 | 23400 | 36000 | 20397.4028
3.625 | 79677.788 | 23400 | 36000 | 20277.788
3.6319 | 79563.3569 | 23400 | 36000 | 20163.3569
3.6389 | 79454.2072 | 23400 | 36000 | 20054.2072
3.6458 | 79350.6323 | 23400 | 36000 | 19950.6323
3.6528 | 79252.8279 | 23400 | 36000 | 19852.8279
3.6597 | 79160.9895 | 23400 | 36000 | 19760.9895
3.6667 | 79075.3129 | 23400 | 36000 | 19675.3129
3.6736 | 78995.9935 | 23400 | 36000 | 19595.9935
3.6806 | 78923.1292 | 23400 | 36000 | 19523.1292
3.6875 | 78857.0134 | 23400 | 36000 | 19457.0134
3.6944 | 78797.6462 | 23400 | 36000 | 19397.6462
3.7014 | 78745.223 | 23400 | 36000 | 19345.223
3.7083 | 78699.8418 | 23400 | 36000 | 19299.8418
3.7153 | 78661.6002 | 23400 | 36000 | 19261.6002
3.7222 | 78630.5962 | 23400 | 36000 | 19230.5962
3.7292 | 78607.0254 | 23400 | 36000 | 19207.0254
3.7361 | 78590.692 | 23400 | 36000 | 19190.692
3.7431 | 78581.8896 | 23400 | 36000 | 19181.8896
3.75 | 78580.5204 | 23400 | 36000 | 19180.5204
3.7569 | 78586.5843 | 23400 | 36000 | 19186.5843
3.7639 | 78600.1791 | 23400 | 36000 | 19200.1791
3.7708 | 78621.3048 | 23400 | 36000 | 19221.3048
3.7778 | 78649.8637 | 23400 | 36000 | 19249.8637
3.7847 | 78685.7579 | 23400 | 36000 | 19285.7579
3.7917 | 78729.1831 | 23400 | 36000 | 19329.1831
3.7986 | 78779.8458 | 23400 | 36000 | 19379.8458
3.8056 | 78837.6482 | 23400 | 36000 | 19437.6482
3.8125 | 78902.6881 | 23400 | 36000 | 19502.6881
3.8194 | 78974.7699 | 23400 | 36000 | 19574.7699
3.8264 | 79053.6981 | 23400 | 36000 | 19653.6981
3.8333 | 79139.4726 | 23400 | 36000 | 19739.4726
3.8403 | 79231.8977 | 23400 | 36000 | 19831.8977
3.8472 | 79330.778 | 23400 | 36000 | 19930.778
3.8542 | 79435.9177 | 23400 | 36000 | 20035.9177
3.8611 | 79547.2192 | 23400 | 36000 | 20147.2192
3.8681 | 79664.4866 | 23400 | 36000 | 20264.4866
3.875 | 79787.4268 | 23400 | 36000 | 20387.4268
3.8819 | 79915.9418 | 23400 | 36000 | 20515.9418
3.8889 | 80049.7382 | 23400 | 36000 | 20649.7382
3.8958 | 80188.5227 | 23400 | 36000 | 20788.5227
3.9028 | 80332.1973 | 23400 | 36000 | 20932.1973
3.9097 | 80480.371 | 23400 | 36000 | 21080.371
3.9167 | 80632.8481 | 23400 | 36000 | 21232.8481
3.9236 | 80789.3351 | 23400 | 36000 | 21389.3351
3.9306 | 80949.5388 | 23400 | 36000 | 21549.5388
3.9375 | 81113.2633 | 23400 | 36000 | 21713.2633
3.9444 | 81280.0199 | 23400 | 36000 | 21880.0199
3.9514 | 81449.8083 | 23400 | 36000 | 22049.8083
3.9583 | 81622.0419 | 23400 | 36000 | 22222.0419
3.9653 | 81796.5249 | 23400 | 36000 | 22396.5249
3.9722 | 81972.9641 | 23400 | 36000 | 22572.9641
3.9792 | 82151.0659 | 23400 | 36000 | 22751.0659
3.9861 | 82330.4392 | 23400 | 36000 | 22930.4392
3.9931 | 82510.7905 | 23400 | 36000 | 23110.7905
4 | 82691.7287 | 23400 | 36000 | 23291.7287
4.0069 | 82873.0581 | 23400 | 36000 | 23473.0581
4.0139 | 83054.3874 | 23400 | 36000 | 23654.3874
4.0208 | 83235.3256 | 23400 | 36000 | 23835.3256
4.0278 | 83415.6769 | 23400 | 36000 | 24015.6769
4.0347 | 83595.0502 | 23400 | 36000 | 24195.0502
4.0417 | 83773.152 | 23400 | 36000 | 24373.152
4.0486 | 83949.5912 | 23400 | 36000 | 24549.5912
4.0556 | 84124.0743 | 23400 | 36000 | 24724.0743
4.0625 | 84296.3078 | 23400 | 36000 | 24896.3078
4.0694 | 84466.0963 | 23400 | 36000 | 25066.0963
4.0764 | 84632.8528 | 23400 | 36000 | 25232.8528
4.0833 | 84796.5774 | 23400 | 36000 | 25396.5774
4.0903 | 84956.781 | 23400 | 36000 | 25556.781
4.0972 | 85113.268 | 23400 | 36000 | 25713.268
4.1042 | 85265.7451 | 23400 | 36000 | 25865.7451
4.1111 | 85413.9188 | 23400 | 36000 | 26013.9188
4.1181 | 85557.5935 | 23400 | 36000 | 26157.5935
4.125 | 85696.3779 | 23400 | 36000 | 26296.3779
4.1319 | 85830.1744 | 23400 | 36000 | 26430.1744
4.1389 | 85958.6894 | 23400 | 36000 | 26558.6894
4.1458 | 86081.6295 | 23400 | 36000 | 26681.6295
4.1528 | 86198.897 | 23400 | 36000 | 26798.897
4.1597 | 86310.1984 | 23400 | 36000 | 26910.1984
4.1667 | 86415.3381 | 23400 | 36000 | 27015.3381
4.1736 | 86514.2184 | 23400 | 36000 | 27114.2184
4.1806 | 86606.6436 | 23400 | 36000 | 27206.6436
4.1875 | 86692.418 | 23400 | 36000 | 27292.418
4.1944 | 86771.3462 | 23400 | 36000 | 27371.3462
4.2014 | 86843.428 | 23400 | 36000 | 27443.428
4.2083 | 86908.468 | 23400 | 36000 | 27508.468
4.2153 | 86966.2704 | 23400 | 36000 | 27566.2704
4.2222 | 87016.9331 | 23400 | 36000 | 27616.9331
4.2292 | 87060.3582 | 23400 | 36000 | 27660.3582
4.2361 | 87096.2524 | 23400 | 36000 | 27696.2524
4.2431 | 87124.8113 | 23400 | 36000 | 27724.8113
4.25 | 87145.9371 | 23400 | 36000 | 27745.9371
4.2569 | 87159.5319 | 23400 | 36000 | 27759.5319
4.2639 | 87165.5958 | 23400 | 36000 | 27765.5958
4.2708 | 87164.2265 | 23400 | 36000 | 27764.2265
4.2778 | 87155.4241 | 23400 | 36000 | 27755.4241
4.2847 | 87139.0908 | 23400 | 36000 | 27739.0908
4.2917 | 87115.5199 | 23400 | 36000 | 27715.5199
4.2986 | 87084.5159 | 23400 | 36000 | 27684.5159
4.3056 | 87046.2744 | 23400 | 36000 | 27646.2744
4.3125 | 87000.8931 | 23400 | 36000 | 27600.8931
4.3194 | 86948.47 | 23400 | 36000 | 27548.47
4.3264 | 86889.1027 | 23400 | 36000 | 27489.1027
4.3333 | 86822.9869 | 23400 | 36000 | 27422.9869
4.3403 | 86750.1226 | 23400 | 36000 | 27350.1226
4.3472 | 86670.8033 | 23400 | 36000 | 27270.8033
4.3542 | 86585.1266 | 23400 | 36000 | 27185.1266
4.3611 | 86493.2883 | 23400 | 36000 | 27093.2883
4.3681 | 86395.4838 | 23400 | 36000 | 26995.4838
4.375 | 86291.909 | 23400 | 36000 | 26891.909
4.3819 | 86182.7593 | 23400 | 36000 | 26782.7593
4.3889 | 86068.3281 | 23400 | 36000 | 26668.3281
4.3958 | 85948.7133 | 23400 | 36000 | 26548.7133
4.4028 | 85824.3061 | 23400 | 36000 | 26424.3061
4.4097 | 85695.3021 | 23400 | 36000 | 26295.3021
4.4167 | 85561.9947 | 23400 | 36000 | 26161.9947
4.4236 | 85424.5795 | 23400 | 36000 | 26024.5795
4.4306 | 85283.3499 | 23400 | 36000 | 25883.3499
4.4375 | 85138.5994 | 23400 | 36000 | 25738.5994
4.4444 | 84990.6213 | 23400 | 36000 | 25590.6213
4.4514 | 84839.8069 | 23400 | 36000 | 25439.8069
4.4583 | 84686.254 | 23400 | 36000 | 25286.254
4.4653 | 84530.4516 | 23400 | 36000 | 25130.4516
4.4722 | 84372.6931 | 23400 | 36000 | 24972.6931
4.4792 | 84213.1741 | 23400 | 36000 | 24813.1741
4.4861 | 84052.2858 | 23400 | 36000 | 24652.2858
4.4931 | 83890.3217 | 23400 | 36000 | 24490.3217
4.5 | 83727.673 | 23400 | 36000 | 24327.673
4.5069 | 83564.633 | 23400 | 36000 | 24164.633
4.5139 | 83401.4953 | 23400 | 36000 | 24001.4953
4.5208 | 83238.5531 | 23400 | 36000 | 23838.5531
4.5278 | 83076.2956 | 23400 | 36000 | 23676.2956
4.5347 | 82914.8205 | 23400 | 36000 | 23514.8205
4.5417 | 82754.5191 | 23400 | 36000 | 23354.5191
4.5486 | 82595.8804 | 23400 | 36000 | 23195.8804
4.5556 | 82439.0021 | 23400 | 36000 | 23039.0021
4.5625 | 82284.2755 | 23400 | 36000 | 22884.2755
4.5694 | 82131.9941 | 23400 | 36000 | 22731.9941
4.5764 | 81982.4511 | 23400 | 36000 | 22582.4511
4.5833 | 81836.0379 | 23400 | 36000 | 22436.0379
4.5903 | 81692.9501 | 23400 | 36000 | 22292.9501
4.5972 | 81553.3832 | 23400 | 36000 | 22153.3832
4.6042 | 81417.8263 | 23400 | 36000 | 22017.8263
4.6111 | 81286.475 | 23400 | 36000 | 21886.475
4.6181 | 81159.5248 | 23400 | 36000 | 21759.5248
4.625 | 81037.2693 | 23400 | 36000 | 21637.2693
4.6319 | 80919.904 | 23400 | 36000 | 21519.904
4.6389 | 80807.8202 | 23400 | 36000 | 21407.8202
4.6458 | 80701.0178 | 23400 | 36000 | 21301.0178
4.6528 | 80599.888 | 23400 | 36000 | 21199.888
4.6597 | 80504.5287 | 23400 | 36000 | 21104.5287
4.6667 | 80415.2333 | 23400 | 36000 | 21015.2333
4.6736 | 80332.0017 | 23400 | 36000 | 20932.0017
4.6806 | 80255.2253 | 23400 | 36000 | 20855.2253
4.6875 | 80184.9039 | 23400 | 36000 | 20784.9039
4.6944 | 80121.2332 | 23400 | 36000 | 20721.2332
4.7014 | 80064.3111 | 23400 | 36000 | 20664.3111
4.7083 | 80014.333 | 23400 | 36000 | 20614.333
4.7153 | 79971.3969 | 23400 | 36000 | 20571.3969
4.7222 | 79935.5027 | 23400 | 36000 | 20535.5027
4.7292 | 79906.7482 | 23400 | 36000 | 20506.7482
4.7361 | 79885.2312 | 23400 | 36000 | 20485.2312
4.7431 | 79870.9517 | 23400 | 36000 | 20470.9517
4.75 | 79864.1054 | 23400 | 36000 | 20464.1054
4.7569 | 79864.4967 | 23400 | 36000 | 20464.4967
4.7639 | 79872.2232 | 23400 | 36000 | 20472.2232
4.7708 | 79887.2851 | 23400 | 36000 | 20487.2851
4.7778 | 79909.6823 | 23400 | 36000 | 20509.6823
4.7847 | 79939.4148 | 23400 | 36000 | 20539.4148
4.7917 | 79976.2871 | 23400 | 36000 | 20576.2871
4.7986 | 80020.2991 | 23400 | 36000 | 20620.2991
4.8056 | 80071.4508 | 23400 | 36000 | 20671.4508
4.8125 | 80129.5466 | 23400 | 36000 | 20729.5466
4.8194 | 80194.5865 | 23400 | 36000 | 20794.5865
4.8264 | 80266.375 | 23400 | 36000 | 20866.375
4.8333 | 80344.8141 | 23400 | 36000 | 20944.8141
4.8403 | 80429.7083 | 23400 | 36000 | 21029.7083
4.8472 | 80520.9598 | 23400 | 36000 | 21120.9598
4.8542 | 80618.373 | 23400 | 36000 | 21218.373
4.8611 | 80721.8501 | 23400 | 36000 | 21321.8501
4.8681 | 80830.9998 | 23400 | 36000 | 21430.9998
4.875 | 80945.8222 | 23400 | 36000 | 21545.8222
4.8819 | 81066.0238 | 23400 | 36000 | 21666.0238
4.8889 | 81191.3113 | 23400 | 36000 | 21791.3113
4.8958 | 81321.5867 | 23400 | 36000 | 21921.5867
4.9028 | 81456.459 | 23400 | 36000 | 22056.459
4.9097 | 81595.8303 | 23400 | 36000 | 22195.8303
4.9167 | 81739.3094 | 23400 | 36000 | 22339.3094
4.9236 | 81886.6028 | 23400 | 36000 | 22486.6028
4.9306 | 82037.6128 | 23400 | 36000 | 22637.6128
4.9375 | 82191.9482 | 23400 | 36000 | 22791.9482
4.9444 | 82349.3155 | 23400 | 36000 | 22949.3155
4.9514 | 82509.3235 | 23400 | 36000 | 23109.3235
4.9583 | 82671.8744 | 23400 | 36000 | 23271.8744
4.9653 | 82836.4792 | 23400 | 36000 | 23436.4792
4.9722 | 83002.9423 | 23400 | 36000 | 23602.9423
4.9792 | 83170.8725 | 23400 | 36000 | 23770.8725
4.9861 | 83339.9763 | 23400 | 36000 | 23939.9763
4.9931 | 83509.8626 | 23400 | 36000 | 24109.8626
5 | 83680.4335 | 23400 | 36000 | 24280.4335
5.0069 | 83851.1022 | 23400 | 36000 | 24451.1022
5.0139 | 84021.673 | 23400 | 36000 | 24621.673
5.0208 | 84191.8527 | 23400 | 36000 | 24791.8527
5.0278 | 84361.2499 | 23400 | 36000 | 24961.2499
5.0347 | 84529.4735 | 23400 | 36000 | 25129.4735
5.0417 | 84696.4257 | 23400 | 36000 | 25296.4257
5.0486 | 84861.5195 | 23400 | 36000 | 25461.5195
5.0556 | 85024.6573 | 23400 | 36000 | 25624.6573
5.0625 | 85185.4477 | 23400 | 36000 | 25785.4477
5.0694 | 85343.4996 | 23400 | 36000 | 25943.4996
5.0764 | 85498.6174 | 23400 | 36000 | 26098.6174
5.0833 | 85650.5077 | 23400 | 36000 | 26250.5077
5.0903 | 85798.7791 | 23400 | 36000 | 26398.7791
5.0972 | 85943.3341 | 23400 | 36000 | 26543.3341
5.1042 | 86083.6834 | 23400 | 36000 | 26683.6834
5.1111 | 86219.6315 | 23400 | 36000 | 26819.6315
5.1181 | 86350.9828 | 23400 | 36000 | 26950.9828
5.125 | 86477.3461 | 23400 | 36000 | 27077.3461
5.1319 | 86598.6236 | 23400 | 36000 | 27198.6236
5.1389 | 86714.5218 | 23400 | 36000 | 27314.5218
5.1458 | 86824.8452 | 23400 | 36000 | 27424.8452
5.1528 | 86929.3003 | 23400 | 36000 | 27529.3003
5.1597 | 87027.7893 | 23400 | 36000 | 27627.7893
5.1667 | 87120.0189 | 23400 | 36000 | 27720.0189
5.1736 | 87205.7934 | 23400 | 36000 | 27805.7934
5.1806 | 87285.1127 | 23400 | 36000 | 27885.1127
5.1875 | 87357.6836 | 23400 | 36000 | 27957.6836
5.1944 | 87423.4082 | 23400 | 36000 | 28023.4082
5.2014 | 87482.0908 | 23400 | 36000 | 28082.0908
5.2083 | 87533.6337 | 23400 | 36000 | 28133.6337
5.2153 | 87578.0369 | 23400 | 36000 | 28178.0369
5.2222 | 87615.2026 | 23400 | 36000 | 28215.2026
5.2292 | 87644.8374 | 23400 | 36000 | 28244.8374
5.2361 | 87667.1368 | 23400 | 36000 | 28267.1368
5.2431 | 87681.9052 | 23400 | 36000 | 28281.9052
5.25 | 87689.1428 | 23400 | 36000 | 28289.1428
5.2569 | 87688.8493 | 23400 | 36000 | 28288.8493
5.2639 | 87680.9272 | 23400 | 36000 | 28280.9272
5.2708 | 87665.5719 | 23400 | 36000 | 28265.5719
5.2778 | 87642.5879 | 23400 | 36000 | 28242.5879
5.2847 | 87612.1707 | 23400 | 36000 | 28212.1707
5.2917 | 87574.3204 | 23400 | 36000 | 28174.3204
5.2986 | 87529.1347 | 23400 | 36000 | 28129.1347
5.3056 | 87476.6138 | 23400 | 36000 | 28076.6138
5.3125 | 87416.8553 | 23400 | 36000 | 28016.8553
5.3194 | 87349.9571 | 23400 | 36000 | 27949.9571
5.3264 | 87276.2125 | 23400 | 36000 | 27876.2125
5.3333 | 87195.5239 | 23400 | 36000 | 27795.5239
5.3403 | 87108.0868 | 23400 | 36000 | 27708.0868
5.3472 | 87014.1945 | 23400 | 36000 | 27614.1945
5.3542 | 86913.8472 | 23400 | 36000 | 27513.8472
5.3611 | 86807.3382 | 23400 | 36000 | 27407.3382
5.3681 | 86694.8631 | 23400 | 36000 | 27294.8631
5.375 | 86576.5198 | 23400 | 36000 | 27176.5198
5.3819 | 86452.6016 | 23400 | 36000 | 27052.6016
5.3889 | 86323.3042 | 23400 | 36000 | 26923.3042
5.3958 | 86188.9209 | 23400 | 36000 | 26788.9209
5.4028 | 86049.6475 | 23400 | 36000 | 26649.6475
5.4097 | 85905.7772 | 23400 | 36000 | 26505.7772
5.4167 | 85757.4079 | 23400 | 36000 | 26357.4079
5.4236 | 85605.1264 | 23400 | 36000 | 26205.1264
5.4306 | 85448.9328 | 23400 | 36000 | 26048.9328
5.4375 | 85289.2182 | 23400 | 36000 | 25889.2182
5.4444 | 85126.1782 | 23400 | 36000 | 25726.1782
5.4514 | 84960.302 | 23400 | 36000 | 25560.302
5.4583 | 84791.785 | 23400 | 36000 | 25391.785
5.4653 | 84620.9207 | 23400 | 36000 | 25220.9207
5.4722 | 84448.1003 | 23400 | 36000 | 25048.1003
5.4792 | 84273.5194 | 23400 | 36000 | 24873.5194
5.4861 | 84097.5693 | 23400 | 36000 | 24697.5693
5.4931 | 83920.5433 | 23400 | 36000 | 24520.5433
5.5 | 83742.8327 | 23400 | 36000 | 24342.8327
5.5069 | 83564.633 | 23400 | 36000 | 24164.633
5.5139 | 83386.4334 | 23400 | 36000 | 23986.4334
5.5208 | 83208.4294 | 23400 | 36000 | 23808.4294
5.5278 | 83031.0122 | 23400 | 36000 | 23631.0122
5.5347 | 82854.4752 | 23400 | 36000 | 23454.4752
5.5417 | 82679.1119 | 23400 | 36000 | 23279.1119
5.5486 | 82505.4113 | 23400 | 36000 | 23105.4113
5.5556 | 82333.4711 | 23400 | 36000 | 22933.4711
5.5625 | 82163.6827 | 23400 | 36000 | 22763.6827
5.5694 | 81996.4372 | 23400 | 36000 | 22596.4372
5.5764 | 81831.9301 | 23400 | 36000 | 22431.9301
5.5833 | 81670.4551 | 23400 | 36000 | 22270.4551
5.5903 | 81512.4031 | 23400 | 36000 | 22112.4031
5.5972 | 81357.97 | 23400 | 36000 | 21957.97
5.6042 | 81207.449 | 23400 | 36000 | 21807.449
5.6111 | 81061.1336 | 23400 | 36000 | 21661.1336
5.6181 | 80919.3172 | 23400 | 36000 | 21519.3172
5.625 | 80782.1954 | 23400 | 36000 | 21382.1954
5.6319 | 80650.0617 | 23400 | 36000 | 21250.0617
5.6389 | 80523.2093 | 23400 | 36000 | 21123.2093
5.6458 | 80401.6385 | 23400 | 36000 | 21001.6385
5.6528 | 80285.838 | 23400 | 36000 | 20885.838
5.6597 | 80175.8081 | 23400 | 36000 | 20775.8081
5.6667 | 80071.842 | 23400 | 36000 | 20671.842
5.6736 | 79974.0376 | 23400 | 36000 | 20574.0376
5.6806 | 79882.6883 | 23400 | 36000 | 20482.6883
5.6875 | 79797.8919 | 23400 | 36000 | 20397.8919
5.6944 | 79719.7461 | 23400 | 36000 | 20319.7461
5.7014 | 79648.4467 | 23400 | 36000 | 20248.4467
5.7083 | 79584.0914 | 23400 | 36000 | 20184.0914
5.7153 | 79526.778 | 23400 | 36000 | 20126.778
5.7222 | 79476.6044 | 23400 | 36000 | 20076.6044
5.7292 | 79433.6682 | 23400 | 36000 | 20033.6682
5.7361 | 79397.9696 | 23400 | 36000 | 19997.9696
5.7431 | 79369.7042 | 23400 | 36000 | 19969.7042
5.75 | 79348.6762 | 23400 | 36000 | 19948.6762
5.7569 | 79335.1792 | 23400 | 36000 | 19935.1792
5.7639 | 79329.0175 | 23400 | 36000 | 19929.0175
5.7708 | 79330.289 | 23400 | 36000 | 19930.289
5.7778 | 79338.8958 | 23400 | 36000 | 19938.8958
5.7847 | 79354.8379 | 23400 | 36000 | 19954.8379
5.7917 | 79378.1153 | 23400 | 36000 | 19978.1153
5.7986 | 79408.5325 | 23400 | 36000 | 20008.5325
5.8056 | 79446.1872 | 23400 | 36000 | 20046.1872
5.8125 | 79490.8838 | 23400 | 36000 | 20090.8838
5.8194 | 79542.6223 | 23400 | 36000 | 20142.6223
5.8264 | 79601.1094 | 23400 | 36000 | 20201.1094
5.8333 | 79666.3449 | 23400 | 36000 | 20266.3449
5.8403 | 79738.1334 | 23400 | 36000 | 20338.1334
5.8472 | 79816.3769 | 23400 | 36000 | 20416.3769
5.8542 | 79900.8799 | 23400 | 36000 | 20500.8799
5.8611 | 79991.4468 | 23400 | 36000 | 20591.4468
5.8681 | 80087.8819 | 23400 | 36000 | 20687.8819
5.875 | 80189.9897 | 23400 | 36000 | 20789.9897
5.8819 | 80297.5746 | 23400 | 36000 | 20897.5746
5.8889 | 80410.3431 | 23400 | 36000 | 21010.3431
5.8958 | 80528.1974 | 23400 | 36000 | 21128.1974
5.9028 | 80650.7463 | 23400 | 36000 | 21250.7463
5.9097 | 80777.892 | 23400 | 36000 | 21377.892
5.9167 | 80909.2433 | 23400 | 36000 | 21509.2433
5.9236 | 81044.6046 | 23400 | 36000 | 21644.6046
5.9306 | 81183.6825 | 23400 | 36000 | 21783.6825
5.9375 | 81326.1835 | 23400 | 36000 | 21926.1835
5.9444 | 81471.8143 | 23400 | 36000 | 22071.8143
5.9514 | 81620.2814 | 23400 | 36000 | 22220.2814
5.9583 | 81771.2914 | 23400 | 36000 | 22371.2914
5.9653 | 81924.4531 | 23400 | 36000 | 22524.4531
5.9722 | 82079.6687 | 23400 | 36000 | 22679.6687
5.9792 | 82236.3514 | 23400 | 36000 | 22836.3514
5.9861 | 82394.4033 | 23400 | 36000 | 22994.4033
5.9931 | 82553.4333 | 23400 | 36000 | 23153.4333
6 | 82713.0501 | 23400 | 36000 | 23313.0501
6.0069 | 82873.0581 | 23400 | 36000 | 23473.0581
6.0139 | 83033.0661 | 23400 | 36000 | 23633.0661
6.0208 | 83192.6829 | 23400 | 36000 | 23792.6829
6.0278 | 83351.7128 | 23400 | 36000 | 23951.7128
6.0347 | 83509.7648 | 23400 | 36000 | 24109.7648
6.0417 | 83666.4474 | 23400 | 36000 | 24266.4474
6.0486 | 83821.663 | 23400 | 36000 | 24421.663
6.0556 | 83974.8247 | 23400 | 36000 | 24574.8247
6.0625 | 84125.8347 | 23400 | 36000 | 24725.8347
6.0694 | 84274.3018 | 23400 | 36000 | 24874.3018
6.0764 | 84419.9326 | 23400 | 36000 | 25019.9326
6.0833 | 84562.4336 | 23400 | 36000 | 25162.4336
6.0903 | 84701.5115 | 23400 | 36000 | 25301.5115
6.0972 | 84836.8728 | 23400 | 36000 | 25436.8728
6.1042 | 84968.2241 | 23400 | 36000 | 25568.2241
6.1111 | 85095.3698 | 23400 | 36000 | 25695.3698
6.1181 | 85217.9188 | 23400 | 36000 | 25817.9188
6.125 | 85335.7731 | 23400 | 36000 | 25935.7731
6.1319 | 85448.5416 | 23400 | 36000 | 26048.5416
6.1389 | 85556.1264 | 23400 | 36000 | 26156.1264
6.1458 | 85658.2342 | 23400 | 36000 | 26258.2342
6.1528 | 85754.6694 | 23400 | 36000 | 26354.6694
6.1597 | 85845.2362 | 23400 | 36000 | 26445.2362
6.1667 | 85929.7392 | 23400 | 36000 | 26529.7392
6.1736 | 86007.9828 | 23400 | 36000 | 26607.9828
6.1806 | 86079.7712 | 23400 | 36000 | 26679.7712
6.1875 | 86145.0068 | 23400 | 36000 | 26745.0068
6.1944 | 86203.4938 | 23400 | 36000 | 26803.4938
6.2014 | 86255.2323 | 23400 | 36000 | 26855.2323
6.2083 | 86299.9289 | 23400 | 36000 | 26899.9289
6.2153 | 86337.5836 | 23400 | 36000 | 26937.5836
6.2222 | 86368.0008 | 23400 | 36000 | 26968.0008
6.2292 | 86391.2783 | 23400 | 36000 | 26991.2783
6.2361 | 86407.2204 | 23400 | 36000 | 27007.2204
6.2431 | 86415.8272 | 23400 | 36000 | 27015.8272
6.25 | 86417.0986 | 23400 | 36000 | 27017.0986
6.2569 | 86410.9369 | 23400 | 36000 | 27010.9369
6.2639 | 86397.4399 | 23400 | 36000 | 26997.4399
6.2708 | 86376.412 | 23400 | 36000 | 26976.412
6.2778 | 86348.1465 | 23400 | 36000 | 26948.1465
6.2847 | 86312.4479 | 23400 | 36000 | 26912.4479
6.2917 | 86269.5118 | 23400 | 36000 | 26869.5118
6.2986 | 86219.3381 | 23400 | 36000 | 26819.3381
6.3056 | 86162.0247 | 23400 | 36000 | 26762.0247
6.3125 | 86097.6694 | 23400 | 36000 | 26697.6694
6.3194 | 86026.37 | 23400 | 36000 | 26626.37
6.3264 | 85948.2243 | 23400 | 36000 | 26548.2243
6.3333 | 85863.4279 | 23400 | 36000 | 26463.4279
6.3403 | 85772.0785 | 23400 | 36000 | 26372.0785
6.3472 | 85674.2741 | 23400 | 36000 | 26274.2741
6.3542 | 85570.308 | 23400 | 36000 | 26170.308
6.3611 | 85460.2781 | 23400 | 36000 | 26060.2781
6.3681 | 85344.4777 | 23400 | 36000 | 25944.4777
6.375 | 85222.9068 | 23400 | 36000 | 25822.9068
6.3819 | 85096.0545 | 23400 | 36000 | 25696.0545
6.3889 | 84963.9207 | 23400 | 36000 | 25563.9207
6.3958 | 84826.7989 | 23400 | 36000 | 25426.7989
6.4028 | 84684.9825 | 23400 | 36000 | 25284.9825
6.4097 | 84538.6671 | 23400 | 36000 | 25138.6671
6.4167 | 84388.1462 | 23400 | 36000 | 24988.1462
6.4236 | 84233.713 | 23400 | 36000 | 24833.713
6.4306 | 84075.6611 | 23400 | 36000 | 24675.6611
6.4375 | 83914.186 | 23400 | 36000 | 24514.186
6.4444 | 83749.679 | 23400 | 36000 | 24349.679
6.4514 | 83582.4334 | 23400 | 36000 | 24182.4334
6.4583 | 83412.645 | 23400 | 36000 | 24012.645
6.4653 | 83240.7048 | 23400 | 36000 | 23840.7048
6.4722 | 83067.0042 | 23400 | 36000 | 23667.0042
6.4792 | 82891.6409 | 23400 | 36000 | 23491.6409
6.4861 | 82715.1039 | 23400 | 36000 | 23315.1039
6.4931 | 82537.6868 | 23400 | 36000 | 23137.6868
6.5 | 82359.6827 | 23400 | 36000 | 22959.6827
6.5069 | 82181.4831 | 23400 | 36000 | 22781.4831
6.5139 | 82003.2835 | 23400 | 36000 | 22603.2835
6.5208 | 81825.5729 | 23400 | 36000 | 22425.5729
6.5278 | 81648.5469 | 23400 | 36000 | 22248.5469
6.5347 | 81472.5967 | 23400 | 36000 | 22072.5967
6.5417 | 81298.0159 | 23400 | 36000 | 21898.0159
6.5486 | 81125.1955 | 23400 | 36000 | 21725.1955
6.5556 | 80954.3312 | 23400 | 36000 | 21554.3312
6.5625 | 80785.8142 | 23400 | 36000 | 21385.8142
6.5694 | 80619.9379 | 23400 | 36000 | 21219.9379
6.5764 | 80456.898 | 23400 | 36000 | 21056.898
6.5833 | 80297.1834 | 23400 | 36000 | 20897.1834
6.5903 | 80140.9897 | 23400 | 36000 | 20740.9897
6.5972 | 79988.7083 | 23400 | 36000 | 20588.7083
6.6042 | 79840.339 | 23400 | 36000 | 20440.339
6.6111 | 79696.4687 | 23400 | 36000 | 20296.4687
6.6181 | 79557.1952 | 23400 | 36000 | 20157.1952
6.625 | 79422.8119 | 23400 | 36000 | 20022.8119
6.6319 | 79293.5145 | 23400 | 36000 | 19893.5145
6.6389 | 79169.5963 | 23400 | 36000 | 19769.5963
6.6458 | 79051.253 | 23400 | 36000 | 19651.253
6.6528 | 78938.7779 | 23400 | 36000 | 19538.7779
6.6597 | 78832.2689 | 23400 | 36000 | 19432.2689
6.6667 | 78731.9216 | 23400 | 36000 | 19331.9216
6.6736 | 78638.0294 | 23400 | 36000 | 19238.0294
6.6806 | 78550.5922 | 23400 | 36000 | 19150.5922
6.6875 | 78469.9036 | 23400 | 36000 | 19069.9036
6.6944 | 78396.1591 | 23400 | 36000 | 18996.1591
6.7014 | 78329.2609 | 23400 | 36000 | 18929.2609
6.7083 | 78269.5024 | 23400 | 36000 | 18869.5024
6.7153 | 78216.9814 | 23400 | 36000 | 18816.9814
6.7222 | 78171.7958 | 23400 | 36000 | 18771.7958
6.7292 | 78133.9454 | 23400 | 36000 | 18733.9454
6.7361 | 78103.5283 | 23400 | 36000 | 18703.5283
6.7431 | 78080.5442 | 23400 | 36000 | 18680.5442
6.75 | 78065.1889 | 23400 | 36000 | 18665.1889
6.7569 | 78057.2668 | 23400 | 36000 | 18657.2668
6.7639 | 78056.9734 | 23400 | 36000 | 18656.9734
6.7708 | 78064.2109 | 23400 | 36000 | 18664.2109
6.7778 | 78078.9794 | 23400 | 36000 | 18678.9794
6.7847 | 78101.2788 | 23400 | 36000 | 18701.2788
6.7917 | 78130.9135 | 23400 | 36000 | 18730.9135
6.7986 | 78168.0792 | 23400 | 36000 | 18768.0792
6.8056 | 78212.4824 | 23400 | 36000 | 18812.4824
6.8125 | 78264.0253 | 23400 | 36000 | 18864.0253
6.8194 | 78322.708 | 23400 | 36000 | 18922.708
6.8264 | 78388.4325 | 23400 | 36000 | 18988.4325
6.8333 | 78461.0034 | 23400 | 36000 | 19061.0034
6.8403 | 78540.3228 | 23400 | 36000 | 19140.3228
6.8472 | 78626.0972 | 23400 | 36000 | 19226.0972
6.8542 | 78718.3268 | 23400 | 36000 | 19318.3268
6.8611 | 78816.8158 | 23400 | 36000 | 19416.8158
6.8681 | 78921.2709 | 23400 | 36000 | 19521.2709
6.875 | 79031.5943 | 23400 | 36000 | 19631.5943
6.8819 | 79147.4925 | 23400 | 36000 | 19747.4925
6.8889 | 79268.77 | 23400 | 36000 | 19868.77
6.8958 | 79395.1333 | 23400 | 36000 | 19995.1333
6.9028 | 79526.4846 | 23400 | 36000 | 20126.4846
6.9097 | 79662.4327 | 23400 | 36000 | 20262.4327
6.9167 | 79802.7821 | 23400 | 36000 | 20402.7821
6.9236 | 79947.337 | 23400 | 36000 | 20547.337
6.9306 | 80095.6085 | 23400 | 36000 | 20695.6085
6.9375 | 80247.4987 | 23400 | 36000 | 20847.4987
6.9444 | 80402.6165 | 23400 | 36000 | 21002.6165
6.9514 | 80560.6684 | 23400 | 36000 | 21160.6684
6.9583 | 80721.4589 | 23400 | 36000 | 21321.4589
6.9653 | 80884.5966 | 23400 | 36000 | 21484.5966
6.9722 | 81049.6905 | 23400 | 36000 | 21649.6905
6.9792 | 81216.6426 | 23400 | 36000 | 21816.6426
6.9861 | 81384.8662 | 23400 | 36000 | 21984.8662
6.9931 | 81554.2634 | 23400 | 36000 | 22154.2634
7 | 81724.4431 | 23400 | 36000 | 22324.4431

## DO
DO
Time | Dissolved oxygen (O2) setpoint (CSTR2) | Dissolved oxygen (O2) setpoint (CSTR3) | Dissolved oxygen (O2) setpoint (CSTR4)
d | g O2/m3 | g O2/m3 | g O2/m3
0 | 2 | 0.5 | 1.4452
0.0069444 | 2 | 0.5 | 1.4452
0.013889 | 0.5 | 0.5 | 2.312
0.020833 | 0.5 | 0.5 | 2.8695
0.027778 | 0.5 | 0.5 | 3
0.034722 | 0.5 | 0.5 | 2.8021
0.041667 | 0.5 | 0.5 | 2.5238
0.048611 | 0.5 | 0.5 | 0.78561
0.055556 | 0.5 | 0.5 | 0.5
0.0625 | 0.64037 | 0.52759 | 0.5
0.069444 | 1.3016 | 0.93222 | 0.5
0.076389 | 1.5848 | 0.8046 | 0.5
0.083333 | 1.7194 | 0.60292 | 0.5
0.090278 | 1.4001 | 0.5 | 1.2184
0.097222 | 1.0763 | 0.5 | 1.9349
0.10417 | 1.1126 | 1.1128 | 1.5477
0.11111 | 1.2801 | 2.67 | 0.83427
0.11806 | 0.7673 | 3 | 0.5
0.125 | 0.5 | 3 | 0.5
0.13194 | 0.5 | 2.0856 | 0.5
0.13889 | 0.98167 | 0.5368 | 0.52335
0.14583 | 2.0382 | 0.5 | 0.93964
0.15278 | 2.9797 | 0.5 | 0.72713
0.15972 | 3 | 0.5 | 0.80631
0.16667 | 3 | 0.5 | 1.2023
0.17361 | 3 | 0.5 | 1.2861
0.18056 | 2.0903 | 0.5 | 0.98448
0.1875 | 0.5 | 0.5 | 0.62943
0.19444 | 0.5 | 0.5 | 0.67116
0.20139 | 0.5 | 0.5 | 1.6757
0.20833 | 0.5 | 0.5 | 3
0.21528 | 1.3723 | 0.5 | 3
0.22222 | 2.2029 | 0.8778 | 3
0.22917 | 2.5724 | 1.1068 | 3
0.23611 | 2.8011 | 1.2825 | 2.738
0.24306 | 2.8086 | 1.9081 | 1.4879
0.25 | 2.3535 | 2.1087 | 0.79548
0.25694 | 1.7106 | 1.6484 | 0.57316
0.26389 | 1.6012 | 1.6569 | 0.7703
0.27083 | 2.4223 | 2.0411 | 0.77351
0.27778 | 3 | 2.5442 | 0.5
0.28472 | 3 | 3 | 0.5
0.29167 | 3 | 3 | 0.5
0.29861 | 2.3632 | 3 | 0.5
0.30556 | 0.80073 | 1.878 | 0.71107
0.3125 | 1.0144 | 1.2641 | 1.7612
0.31944 | 1.6084 | 1.1749 | 2.3374
0.32639 | 1.591 | 1.7604 | 2.0722
0.33333 | 0.83808 | 2.9874 | 1.1117
0.34028 | 0.5 | 3 | 0.5
0.34722 | 0.5 | 2.9095 | 0.5
0.35417 | 0.5 | 1.5402 | 0.5
0.36111 | 0.5 | 1.055 | 0.5
0.36806 | 0.5 | 0.91612 | 0.5
0.375 | 0.5 | 0.88469 | 0.5
0.38194 | 0.5 | 0.5 | 0.5
0.38889 | 0.5 | 0.5 | 1.3651
0.39583 | 0.5 | 0.5 | 2.7672
0.40278 | 0.70736 | 0.5637 | 3
0.40972 | 0.99094 | 3 | 3
0.41667 | 0.87736 | 3 | 2.8247
0.42361 | 1.1439 | 3 | 2.0274
0.43056 | 1.0177 | 3 | 1.5201
0.4375 | 0.5 | 1.6075 | 1.3216
0.44444 | 0.5 | 0.73133 | 1.1143
0.45139 | 0.5 | 0.5 | 0.5
0.45833 | 0.61556 | 0.5 | 0.5
0.46528 | 1.9256 | 0.5 | 0.5
0.47222 | 3 | 1.1659 | 0.5
0.47917 | 3 | 1.6642 | 1.2138
0.48611 | 3 | 1.9319 | 2.3763
0.49306 | 2.0514 | 1.2359 | 2.8688
0.5 | 1.0226 | 0.5 | 2.864
0.50694 | 0.5 | 0.5 | 3
0.51389 | 0.5 | 1.6961 | 2.1872
0.52083 | 1.0485 | 2.4464 | 0.5
0.52778 | 1.5924 | 2.1901 | 0.5
0.53472 | 1.6114 | 1.3811 | 0.5
0.54167 | 2.493 | 0.57582 | 0.5
0.54861 | 3 | 0.5 | 0.5
0.55556 | 3 | 0.50245 | 0.5
0.5625 | 3 | 0.61685 | 0.5
0.56944 | 3 | 0.5 | 0.5
0.57639 | 2.2239 | 0.5385 | 1.7606
0.58333 | 1.4233 | 0.93404 | 2.9749
0.59028 | 1.3367 | 0.8518 | 3
0.59722 | 2.1655 | 0.93147 | 2.7898
0.60417 | 3 | 1.6528 | 2.2823
0.61111 | 3 | 2.1825 | 2.7102
0.61806 | 2.9472 | 1.6811 | 3
0.625 | 2.3117 | 0.5 | 3
0.63194 | 1.919 | 0.5 | 3
0.63889 | 1.9152 | 0.5 | 3
0.64583 | 1.9711 | 0.69962 | 3
0.65278 | 1.5279 | 1.2682 | 3
0.65972 | 1.3876 | 1.5434 | 3
0.66667 | 1.6052 | 1.3116 | 3
0.67361 | 1.5516 | 1.0703 | 2.9558
0.68056 | 1.3072 | 1.9742 | 1.5757
0.6875 | 0.67418 | 2.5297 | 0.5
0.69444 | 0.5 | 2.1397 | 0.5
0.70139 | 0.90652 | 2.2243 | 0.5
0.70833 | 2.0726 | 2.8318 | 2.3215
0.71528 | 3 | 3 | 3
0.72222 | 3 | 3 | 3
0.72917 | 2.5162 | 3 | 3
0.73611 | 1.7403 | 2.6501 | 1.7324
0.74306 | 2.1377 | 2.2984 | 1.0324
0.75 | 3 | 1.9173 | 1.7099
0.75694 | 3 | 1.6678 | 3
0.76389 | 2.6839 | 1.738 | 3
0.77083 | 1.8434 | 1.4393 | 2.6811
0.77778 | 1.3208 | 1.4893 | 0.5
0.78472 | 1.1188 | 2.1931 | 0.5
0.79167 | 1.652 | 2.8602 | 0.5
0.79861 | 2.2633 | 2.9273 | 0.5
0.80556 | 2.7662 | 2.6444 | 1.3563
0.8125 | 3 | 2.1635 | 1.7557
0.81944 | 3 | 1.3402 | 0.62263
0.82639 | 2.3924 | 1.0527 | 0.5
0.83333 | 0.5 | 1.7052 | 0.5
0.84028 | 0.5 | 2.1841 | 0.5
0.84722 | 0.5 | 1.4246 | 1.387
0.85417 | 0.5 | 0.5 | 1.8045
0.86111 | 0.5 | 0.5 | 1.8856
0.86806 | 1.8689 | 0.5 | 2.1599
0.875 | 3 | 0.5 | 2.6355
0.88194 | 2.9208 | 0.5 | 2.5366
0.88889 | 1.3033 | 0.5 | 0.96147
0.89583 | 0.55139 | 0.5 | 0.5
0.90278 | 1.2033 | 0.5 | 0.5
0.90972 | 1.9357 | 0.5 | 0.5
0.91667 | 2.4693 | 0.5 | 2.0758
0.92361 | 2.2864 | 0.5 | 3
0.93056 | 1.2567 | 0.5 | 2.1356
0.9375 | 0.66051 | 1.3054 | 1.0576
0.94444 | 1.1759 | 3 | 1.3265
0.95139 | 2.3087 | 3 | 1.7685
0.95833 | 3 | 2.6652 | 1.918
0.96528 | 3 | 1.227 | 1.7299
0.97222 | 3 | 0.5 | 1.0424
0.97917 | 1.4217 | 0.5 | 0.86016
0.98611 | 0.5 | 0.90845 | 1.1885
0.99306 | 0.5 | 1.5705 | 1.488
1 | 0.5 | 2.2055 | 1.8599
1.0069 | 0.5 | 2.9931 | 2.5712
1.0139 | 0.5 | 2.5097 | 3
1.0208 | 0.5 | 1.5887 | 3
1.0278 | 0.60978 | 0.86842 | 2.4133
1.0347 | 0.5 | 0.5 | 0.64632
1.0417 | 0.5 | 0.5 | 0.5
1.0486 | 0.5 | 0.5 | 0.5
1.0556 | 0.86484 | 0.5 | 0.66611
1.0625 | 1.4488 | 0.5 | 1.5426
1.0694 | 1.2931 | 0.5 | 2.8589
1.0764 | 0.5 | 0.5 | 3
1.0833 | 0.5 | 0.5 | 3
1.0903 | 1.7622 | 0.5 | 3
1.0972 | 3 | 0.5 | 1.4183
1.1042 | 3 | 1.0567 | 0.5
1.1111 | 3 | 2.105 | 0.95087
1.1181 | 2.5154 | 2.2578 | 2.9069
1.125 | 2.096 | 1.7787 | 3
1.1319 | 1.989 | 1.688 | 3
1.1389 | 1.3283 | 2.1248 | 2.542
1.1458 | 0.5 | 2.5747 | 2.3879
1.1528 | 0.5 | 2.4995 | 2.1597
1.1597 | 0.5 | 1.8294 | 1.5691
1.1667 | 0.5 | 0.78494 | 1.3506
1.1736 | 1.2944 | 0.5 | 1.4538
1.1806 | 2.4222 | 0.85922 | 1.8311
1.1875 | 2.839 | 0.9257 | 2.2946
1.1944 | 2.5865 | 0.5 | 1.9512
1.2014 | 2.4129 | 0.5 | 0.60598
1.2083 | 2.4848 | 0.5 | 0.5
1.2153 | 2.5011 | 0.69828 | 0.5
1.2222 | 2.3551 | 2.6138 | 1.3505
1.2292 | 1.5442 | 3 | 1.9517
1.2361 | 0.5 | 3 | 2.2254
1.2431 | 0.5 | 3 | 2.8478
1.25 | 0.5 | 2.5139 | 2.9642
1.2569 | 0.70681 | 2.2732 | 2.7778
1.2639 | 1.0023 | 2.4907 | 3
1.2708 | 0.5 | 2.7327 | 3
1.2778 | 0.5 | 3 | 3
1.2847 | 0.5 | 3 | 3
1.2917 | 0.50152 | 3 | 1.8598
1.2986 | 1.4482 | 1.8734 | 0.5
1.3056 | 2.544 | 0.5 | 0.5
1.3125 | 2.4335 | 0.5 | 0.5
1.3194 | 1.6924 | 0.5 | 0.5
1.3264 | 0.93592 | 0.5 | 1.1617
1.3333 | 0.71334 | 1.1009 | 1.7088
1.3403 | 2.0245 | 0.67837 | 2.5843
1.3472 | 3 | 0.5 | 2.9389
1.3542 | 3 | 0.5 | 1.9982
1.3611 | 2.5889 | 1.2539 | 0.5
1.3681 | 0.67837 | 2.8325 | 0.5
1.375 | 0.5 | 3 | 0.65425
1.3819 | 1.9106 | 3 | 0.8417
1.3889 | 3 | 3 | 0.5
1.3958 | 3 | 2.2012 | 0.5
1.4028 | 3 | 0.5 | 0.5
1.4097 | 3 | 0.5 | 0.5
1.4167 | 2.5296 | 0.5 | 0.5
1.4236 | 1.8157 | 0.5 | 0.5
1.4306 | 1.3343 | 1.9134 | 0.5
1.4375 | 2.1025 | 3 | 1.3487
1.4444 | 3 | 3 | 2.1671
1.4514 | 3 | 3 | 2.2006
1.4583 | 3 | 3 | 1.3681
1.4653 | 3 | 3 | 0.52294
1.4722 | 1.8275 | 2.8355 | 0.5
1.4792 | 0.5 | 0.56163 | 0.50909
1.4861 | 0.5 | 0.5 | 0.5
1.4931 | 0.5 | 0.83053 | 0.5
1.5 | 0.5 | 2.1041 | 0.5
1.5069 | 1.5822 | 2.7083 | 0.5
1.5139 | 2.2391 | 3 | 0.5
1.5208 | 1.7123 | 2.9505 | 0.5
1.5278 | 0.5 | 2.6231 | 0.5
1.5347 | 0.5 | 3 | 0.5
1.5417 | 0.5 | 3 | 0.60769
1.5486 | 0.5 | 2.1138 | 2.2913
1.5556 | 1.5036 | 0.89961 | 3
1.5625 | 2.6148 | 0.5 | 3
1.5694 | 3 | 0.5 | 1.9801
1.5764 | 3 | 0.5 | 0.5
1.5833 | 3 | 1.081 | 0.5
1.5903 | 3 | 2.9979 | 0.5
1.5972 | 3 | 3 | 0.5
1.6042 | 3 | 3 | 0.5
1.6111 | 2.3444 | 2.4401 | 0.5
1.6181 | 1.8768 | 1.0619 | 0.5
1.625 | 1.7106 | 0.5 | 0.55898
1.6319 | 0.92885 | 1.1571 | 1.7911
1.6389 | 0.5 | 2.4103 | 2.065
1.6458 | 0.5 | 3 | 1.2422
1.6528 | 0.80305 | 3 | 1.0275
1.6597 | 1.3845 | 2.8282 | 1.2183
1.6667 | 2.5879 | 1.661 | 1.2862
1.6736 | 2.9436 | 1.3322 | 1.5997
1.6806 | 2.3231 | 1.2884 | 1.3048
1.6875 | 2.1938 | 0.73307 | 0.5
1.6944 | 2.1833 | 1.2439 | 0.5
1.7014 | 1.3242 | 2.2196 | 0.5
1.7083 | 0.55955 | 2.3011 | 0.5
1.7153 | 0.9111 | 2.9109 | 0.5
1.7222 | 1.1916 | 3 | 0.5
1.7292 | 1.5826 | 2.5686 | 2.0098
1.7361 | 2.37 | 2.1761 | 3
1.7431 | 2.4567 | 2.1823 | 3
1.75 | 2.3247 | 1.4032 | 3
1.7569 | 2.9224 | 0.84069 | 3
1.7639 | 3 | 0.68704 | 2.5667
1.7708 | 3 | 0.5 | 2.5292
1.7778 | 3 | 0.5 | 2.1631
1.7847 | 2.6689 | 0.5 | 1.4241
1.7917 | 1.6785 | 0.5 | 1.2909
1.7986 | 1.5431 | 0.5 | 1.6198
1.8056 | 2.233 | 0.5 | 2.1679
1.8125 | 3 | 0.94512 | 2.4941
1.8194 | 3 | 0.76144 | 2.7496
1.8264 | 3 | 0.5 | 2.5514
1.8333 | 3 | 0.5 | 1.7132
1.8403 | 3 | 0.61993 | 1.1745
1.8472 | 2.4488 | 2.538 | 1.4829
1.8542 | 1.6656 | 3 | 2.4918
1.8611 | 1.083 | 3 | 2.8555
1.8681 | 0.73658 | 3 | 2.7449
1.875 | 0.5 | 1.3272 | 2.4398
1.8819 | 0.5 | 0.5 | 1.3326
1.8889 | 0.6573 | 0.5 | 0.52055
1.8958 | 1.8266 | 0.5 | 0.68792
1.9028 | 3 | 1.4295 | 0.78434
1.9097 | 3 | 2.004 | 0.86925
1.9167 | 2.3102 | 2.8428 | 1.7573
1.9236 | 0.99996 | 3 | 2.4758
1.9306 | 0.5 | 3 | 1.8639
1.9375 | 1.3525 | 3 | 1.0409
1.9444 | 3 | 3 | 1.0003
1.9514 | 3 | 3 | 1.6233
1.9583 | 3 | 3 | 2.9476
1.9653 | 2.5716 | 3 | 3
1.9722 | 1.21 | 3 | 3
1.9792 | 0.98287 | 3 | 3
1.9861 | 1.8364 | 2.4783 | 3
1.9931 | 3 | 0.81478 | 3
2 | 3 | 0.5 | 3
2.0069 | 3 | 0.5 | 2.7008
2.0139 | 3 | 1.7246 | 1.5569
2.0208 | 3 | 2.7106 | 0.6589
2.0278 | 2.9197 | 3 | 0.63627
2.0347 | 2.2401 | 3 | 0.5
2.0417 | 1.0359 | 1.626 | 0.5
2.0486 | 0.5 | 0.60882 | 0.5
2.0556 | 0.5 | 0.5 | 0.5
2.0625 | 0.5 | 0.5 | 0.5
2.0694 | 0.5 | 0.5 | 2.1855
2.0764 | 1.2771 | 0.5 | 3
2.0833 | 2.7043 | 0.5 | 3
2.0903 | 3 | 0.5 | 2.9758
2.0972 | 3 | 0.5 | 2.236
2.1042 | 3 | 0.5 | 1.6593
2.1111 | 1.9438 | 0.5 | 1.6675
2.1181 | 0.5 | 1.8828 | 2.3928
2.125 | 0.5 | 2.0756 | 2.9001
2.1319 | 0.5 | 1.1002 | 2.7846
2.1389 | 0.5 | 0.60494 | 2.85
2.1458 | 1.019 | 1.2752 | 2.8049
2.1528 | 2.6957 | 2.2136 | 2.0791
2.1597 | 3 | 3 | 1.0603
2.1667 | 2.6729 | 3 | 0.5
2.1736 | 0.84422 | 3 | 0.5
2.1806 | 0.5 | 2.5122 | 0.5
2.1875 | 0.5 | 1.7534 | 0.5
2.1944 | 0.5 | 1.4109 | 0.5
2.2014 | 0.84416 | 2.0846 | 0.5
2.2083 | 1.1468 | 3 | 0.5
2.2153 | 1.24 | 2.5407 | 1.1126
2.2222 | 1.6376 | 1.1197 | 2.4664
2.2292 | 1.8831 | 0.5 | 3
2.2361 | 1.0287 | 0.78423 | 3
2.2431 | 0.5 | 1.7186 | 3
2.25 | 0.5 | 1.7609 | 2.9068
2.2569 | 0.5 | 0.52563 | 2.5634
2.2639 | 0.5 | 0.5 | 1.9658
2.2708 | 1.0268 | 0.5 | 2.2458
2.2778 | 1.3599 | 0.5 | 2.7546
2.2847 | 1.5316 | 0.5 | 2.4029
2.2917 | 1.7578 | 0.5 | 2.3544
2.2986 | 1.1628 | 0.5 | 2.5781
2.3056 | 0.87294 | 0.5 | 1.7138
2.3125 | 1.3771 | 0.5 | 1.146
2.3194 | 1.2016 | 0.5 | 1.2107
2.3264 | 0.5 | 0.64768 | 0.5
2.3333 | 0.66446 | 1.2131 | 0.5
2.3403 | 1.4263 | 1.2445 | 1.0385
2.3472 | 2.2638 | 0.88684 | 1.8783
2.3542 | 3 | 0.5 | 2.4905
2.3611 | 3 | 0.5 | 3
2.3681 | 3 | 0.5 | 3
2.375 | 3 | 0.5 | 2.9756
2.3819 | 3 | 0.5 | 1.8337
2.3889 | 3 | 0.5 | 0.5
2.3958 | 1.9123 | 1.019 | 0.5
2.4028 | 1.9201 | 2.0926 | 0.86501
2.4097 | 2.5215 | 2.5498 | 2.9808
2.4167 | 2.6137 | 2.3839 | 3
2.4236 | 2.2617 | 2.0303 | 2.8987
2.4306 | 2.0485 | 1.6376 | 0.5
2.4375 | 1.7027 | 1.6006 | 0.5
2.4444 | 1.3305 | 2.4028 | 0.5
2.4514 | 1.1306 | 3 | 0.5
2.4583 | 0.61415 | 3 | 1.4839
2.4653 | 0.67189 | 3 | 2.2969
2.4722 | 1.5076 | 2.9804 | 1.3302
2.4792 | 2.5256 | 2.072 | 0.5
2.4861 | 3 | 1.2777 | 0.5
2.4931 | 3 | 0.61864 | 1.6164
2.5 | 2.6494 | 0.78977 | 3
2.5069 | 1.8224 | 0.80539 | 3
2.5139 | 1.4113 | 0.5 | 3
2.5208 | 1.853 | 1.0783 | 2.2114
2.5278 | 3 | 1.4694 | 1.9274
2.5347 | 3 | 0.86975 | 1.9047
2.5417 | 3 | 0.66708 | 1.297
2.5486 | 3 | 1.0599 | 0.5
2.5556 | 2.8545 | 1.6819 | 0.5
2.5625 | 1.1915 | 2.0057 | 0.5
2.5694 | 0.5 | 1.9115 | 0.5
2.5764 | 0.5 | 1.9394 | 0.5
2.5833 | 0.5 | 2.5049 | 0.5
2.5903 | 0.5 | 2.8984 | 0.82196
2.5972 | 0.5 | 2.4384 | 1.9792
2.6042 | 0.5 | 1.0733 | 2.0941
2.6111 | 1.6767 | 0.5 | 1.7506
2.6181 | 2.6134 | 0.5 | 1.5523
2.625 | 3 | 0.5 | 0.93591
2.6319 | 2.1799 | 1.9511 | 0.74238
2.6389 | 1.2105 | 2.0601 | 1.0749
2.6458 | 1.5514 | 1.352 | 1.0126
2.6528 | 2.1736 | 0.91651 | 0.99401
2.6597 | 2.0209 | 0.5601 | 1.1542
2.6667 | 1.0953 | 0.63022 | 1.2549
2.6736 | 0.5 | 0.87378 | 1.5349
2.6806 | 0.5 | 0.5 | 2.211
2.6875 | 0.62088 | 0.5 | 2.5029
2.6944 | 0.65646 | 0.5 | 2.6429
2.7014 | 0.5 | 0.77253 | 2.9905
2.7083 | 0.5 | 1.1109 | 3
2.7153 | 0.56241 | 1.8878 | 3
2.7222 | 0.5 | 1.8679 | 2.6252
2.7292 | 0.5 | 0.70513 | 1.285
2.7361 | 0.52097 | 0.5 | 0.5
2.7431 | 1.0245 | 0.5 | 0.5
2.75 | 2.1469 | 0.5 | 0.5
2.7569 | 2.8568 | 0.5 | 0.5
2.7639 | 2.4459 | 0.5 | 0.5
2.7708 | 2.768 | 0.5 | 0.5
2.7778 | 3 | 0.5 | 0.95133
2.7847 | 3 | 0.5 | 2.0396
2.7917 | 2.5079 | 1.1403 | 3
2.7986 | 1.9523 | 1.2416 | 3
2.8056 | 1.8073 | 1.0896 | 2.8257
2.8125 | 2.1749 | 1.3213 | 2.4529
2.8194 | 2.1366 | 2.0151 | 1.935
2.8264 | 0.90619 | 3 | 2.0024
2.8333 | 0.5 | 3 | 3
2.8403 | 0.5 | 3 | 3
2.8472 | 0.5 | 1.1858 | 3
2.8542 | 0.5 | 0.5 | 3
2.8611 | 2.0259 | 0.5 | 3
2.8681 | 3 | 0.5 | 1.9938
2.875 | 3 | 0.81432 | 1.7339
2.8819 | 3 | 1.1651 | 2.0297
2.8889 | 2.5914 | 1.2456 | 1.942
2.8958 | 2.6923 | 1.841 | 0.87213
2.9028 | 3 | 2.5795 | 0.5
2.9097 | 2.8641 | 3 | 0.5
2.9167 | 1.4276 | 3 | 0.5
2.9236 | 0.5 | 3 | 0.62851
2.9306 | 0.5 | 3 | 1.7089
2.9375 | 0.5 | 3 | 1.6189
2.9444 | 0.5 | 2.7093 | 1.0841
2.9514 | 0.5 | 1.9463 | 0.5
2.9583 | 0.5 | 1.6705 | 0.5
2.9653 | 0.5 | 1.331 | 0.5
2.9722 | 0.76557 | 1.9038 | 0.5
2.9792 | 1.9683 | 2.971 | 0.5
2.9861 | 2.3911 | 2.851 | 0.5
2.9931 | 1.7346 | 2.4244 | 1.4332
3 | 1.3384 | 2.7559 | 3
3.0069 | 1.4112 | 2.6092 | 3
3.0139 | 1.9958 | 2.6031 | 3
3.0208 | 2.6417 | 3 | 2.9655
3.0278 | 2.5829 | 3 | 1.6947
3.0347 | 2.0571 | 3 | 0.98056
3.0417 | 1.3658 | 2.1877 | 1.8171
3.0486 | 0.77028 | 1.1134 | 2.5825
3.0556 | 0.5 | 0.50383 | 2.3511
3.0625 | 0.5 | 0.70164 | 2.1042
3.0694 | 0.5 | 1.7574 | 2.3665
3.0764 | 0.5 | 2.4965 | 3
3.0833 | 1.0394 | 1.9854 | 3
3.0903 | 3 | 1.2871 | 3
3.0972 | 3 | 0.98191 | 2.3502
3.1042 | 3 | 0.81011 | 1.8181
3.1111 | 2.8525 | 1.0024 | 2.5042
3.1181 | 0.5 | 0.94219 | 3
3.125 | 0.5 | 0.5 | 3
3.1319 | 0.5 | 0.5 | 2.5504
3.1389 | 2.1187 | 0.50528 | 1.1255
3.1458 | 3 | 2.0493 | 1.1188
3.1528 | 3 | 3 | 1.4277
3.1597 | 3 | 3 | 1.125
3.1667 | 3 | 1.9542 | 1.1784
3.1736 | 3 | 0.51641 | 1.4275
3.1806 | 1.2279 | 0.5 | 0.58073
3.1875 | 0.5 | 1.372 | 0.5
3.1944 | 0.5 | 2.6448 | 0.5
3.2014 | 0.5 | 3 | 0.5
3.2083 | 0.5 | 3 | 0.7248
3.2153 | 0.52774 | 2.9741 | 2.4068
3.2222 | 1.0078 | 2.661 | 2.39
3.2292 | 1.6422 | 3 | 1.6025
3.2361 | 2.4819 | 2.7622 | 1.3704
3.2431 | 2.4064 | 1.817 | 1.366
3.25 | 1.6608 | 0.69686 | 1.9553
3.2569 | 1.5963 | 0.5 | 3
3.2639 | 1.6219 | 0.5 | 2.9436
3.2708 | 1.5976 | 0.5 | 1.8411
3.2778 | 1.9513 | 1.9708 | 1.5188
3.2847 | 2.0979 | 2.7593 | 2.1281
3.2917 | 1.5637 | 3 | 2.9604
3.2986 | 1.8202 | 3 | 3
3.3056 | 2.4597 | 3 | 2.5241
3.3125 | 2.0164 | 2.6325 | 1.3736
3.3194 | 1.2777 | 2.9576 | 0.5
3.3264 | 1.0095 | 3 | 0.5
3.3333 | 0.83495 | 3 | 0.5
3.3403 | 1.2629 | 3 | 0.5
3.3472 | 2.514 | 2.7385 | 0.5
3.3542 | 3 | 1.4739 | 0.61345
3.3611 | 3 | 1.4116 | 1.047
3.3681 | 2.0809 | 1.5366 | 0.94651
3.375 | 0.73202 | 1.881 | 0.5
3.3819 | 0.5 | 2.4165 | 0.5
3.3889 | 0.5 | 2.8022 | 0.5
3.3958 | 0.5 | 2.8076 | 0.5
3.4028 | 1.1657 | 2.525 | 1.1775
3.4097 | 2.4561 | 2.3575 | 2.8847
3.4167 | 2.1329 | 2.2202 | 3
3.4236 | 1.3234 | 2.2801 | 3
3.4306 | 1.0926 | 2.2137 | 2.6595
3.4375 | 1.724 | 1.6374 | 2.4935
3.4444 | 3 | 0.68344 | 2.6209
3.4514 | 3 | 0.5 | 2.1673
3.4583 | 3 | 0.50139 | 1.4635
3.4653 | 3 | 0.86692 | 0.73043
3.4722 | 0.65803 | 0.55003 | 0.5
3.4792 | 0.5 | 0.5 | 1.2601
3.4861 | 0.5 | 0.5 | 2.1659
3.4931 | 0.5 | 1.1958 | 2.2497
3.5 | 0.5 | 3 | 2.5422
3.5069 | 1.0946 | 3 | 3
3.5139 | 1.7431 | 3 | 2.9393
3.5208 | 1.9785 | 3 | 2.857
3.5278 | 1.5988 | 1.839 | 2.5795
3.5347 | 1.2642 | 1.4239 | 1.1519
3.5417 | 0.98328 | 1.7481 | 0.5
3.5486 | 0.5 | 2.1037 | 1.3072
3.5556 | 0.5 | 2.217 | 1.8557
3.5625 | 0.5 | 1.7154 | 1.9072
3.5694 | 0.5 | 1.4987 | 2.1863
3.5764 | 0.77658 | 1.5584 | 1.674
3.5833 | 1.1651 | 1.0769 | 0.64647
3.5903 | 0.97605 | 0.5 | 0.5
3.5972 | 1.3148 | 0.5 | 0.5
3.6042 | 2.3622 | 0.55307 | 0.5
3.6111 | 3 | 0.5539 | 0.5
3.6181 | 3 | 0.59484 | 0.5
3.625 | 3 | 0.62837 | 0.5
3.6319 | 3 | 0.59576 | 2.1885
3.6389 | 3 | 0.90277 | 3
3.6458 | 1.6838 | 1.6244 | 3
3.6528 | 0.5 | 1.5375 | 3
3.6597 | 0.5 | 0.5 | 2.292
3.6667 | 0.5 | 0.5 | 0.66448
3.6736 | 0.5 | 0.5 | 0.5
3.6806 | 1.3337 | 0.5 | 0.5
3.6875 | 2.385 | 1.4872 | 1.231
3.6944 | 3 | 3 | 1.8185
3.7014 | 3 | 3 | 1.4321
3.7083 | 3 | 2.1867 | 0.5
3.7153 | 3 | 0.5 | 0.5
3.7222 | 3 | 0.5 | 1.6629
3.7292 | 1.9227 | 0.5 | 3
3.7361 | 0.5 | 0.5 | 3
3.7431 | 0.5 | 1.2529 | 3
3.75 | 0.5 | 1.0591 | 3
3.7569 | 1.1179 | 0.67975 | 2.9261
3.7639 | 2.2468 | 0.5 | 1.9263
3.7708 | 1.6477 | 0.83203 | 1.6959
3.7778 | 0.5 | 2.5847 | 2.4496
3.7847 | 0.5 | 3 | 2.9982
3.7917 | 0.5 | 3 | 2.531
3.7986 | 0.80459 | 2.3283 | 1.6964
3.8056 | 2.0627 | 0.92005 | 1.3617
3.8125 | 2.0537 | 0.5 | 1.6186
3.8194 | 1.3767 | 0.5 | 2.0961
3.8264 | 1.3374 | 0.5 | 2.4539
3.8333 | 1.5373 | 0.5 | 2.5546
3.8403 | 1.4969 | 0.5 | 2.7067
3.8472 | 0.92101 | 0.5 | 2.2446
3.8542 | 0.5 | 0.5 | 1.2419
3.8611 | 0.5 | 1.0067 | 0.5
3.8681 | 1.5092 | 2.2498 | 0.5
3.875 | 2.259 | 2.3449 | 0.56873
3.8819 | 1.2771 | 2.1989 | 1.5218
3.8889 | 0.5 | 2.1094 | 2.6335
3.8958 | 0.5 | 1.4545 | 3
3.9028 | 0.5 | 0.71562 | 3
3.9097 | 0.77873 | 0.5 | 2.3144
3.9167 | 1.6169 | 0.5 | 2.1752
3.9236 | 1.6031 | 0.5 | 1.7425
3.9306 | 2.4132 | 0.5 | 1.5993
3.9375 | 3 | 0.5 | 2.1472
3.9444 | 2.6879 | 0.5 | 2.0993
3.9514 | 1.3546 | 0.69282 | 2.054
3.9583 | 1.093 | 1.5305 | 2.1553
3.9653 | 1.5335 | 1.6557 | 1.9402
3.9722 | 2.7957 | 1.3933 | 1.4528
3.9792 | 3 | 1.4335 | 0.88002
3.9861 | 3 | 1.4732 | 0.62558
3.9931 | 2.6566 | 1.8608 | 1.1912
4 | 1.695 | 2.8438 | 2.5272
4.0069 | 1.3471 | 3 | 3
4.0139 | 1.4056 | 2.3932 | 3
4.0208 | 1.8655 | 1.1593 | 3
4.0278 | 2.1896 | 0.5 | 1.1205
4.0347 | 1.9573 | 0.5 | 0.5
4.0417 | 1.6158 | 0.5 | 0.5
4.0486 | 1.567 | 0.5 | 0.5
4.0556 | 1.7299 | 1.9226 | 0.5
4.0625 | 2.3863 | 3 | 0.5
4.0694 | 2.4066 | 3 | 0.5
4.0764 | 1.8353 | 3 | 0.5
4.0833 | 1.319 | 3 | 0.71234
4.0903 | 0.84091 | 1.3262 | 1.7308
4.0972 | 1.1847 | 1.0264 | 1.5106
4.1042 | 2.2732 | 2.3032 | 0.5
4.1111 | 2.6552 | 3 | 0.5
4.1181 | 1.7862 | 3 | 0.5
4.125 | 0.5 | 3 | 0.5
4.1319 | 0.5 | 3 | 0.5
4.1389 | 0.5 | 2.0472 | 1.1661
4.1458 | 0.5 | 1.743 | 1.7237
4.1528 | 0.5 | 1.595 | 1.4579
4.1597 | 0.5 | 0.70556 | 0.7983
4.1667 | 0.5 | 0.5 | 0.5
4.1736 | 0.98579 | 0.5 | 0.5
4.1806 | 0.98841 | 0.5 | 0.5
4.1875 | 0.5 | 0.5 | 0.5
4.1944 | 0.5 | 0.62836 | 1.4984
4.2014 | 0.64228 | 0.5 | 3
4.2083 | 2.217 | 0.5 | 3
4.2153 | 2.9847 | 0.89292 | 3
4.2222 | 2.699 | 1.7098 | 3
4.2292 | 1.9797 | 2.5863 | 3
4.2361 | 2.239 | 3 | 2.1674
4.2431 | 3 | 3 | 1.6311
4.25 | 3 | 3 | 1.135
4.2569 | 2.7086 | 3 | 1.1168
4.2639 | 2.2054 | 1.2993 | 2.0314
4.2708 | 1.3942 | 0.5 | 2.5472
4.2778 | 0.515 | 0.5 | 2.1696
4.2847 | 0.5 | 0.5 | 1.9883
4.2917 | 0.5 | 1.178 | 2.0384
4.2986 | 0.5 | 1.6182 | 2.2458
4.3056 | 0.5 | 1.8566 | 2.1828
4.3125 | 0.5 | 1.7431 | 1.3793
4.3194 | 0.67298 | 1.2448 | 0.55535
4.3264 | 1.4625 | 0.5 | 0.5
4.3333 | 1.7197 | 0.5 | 1.3863
4.3403 | 1.6242 | 0.5 | 2.7206
4.3472 | 1.9634 | 0.59007 | 2.7965
4.3542 | 2.3609 | 1.4918 | 1.7533
4.3611 | 2.5381 | 1.9185 | 0.91048
4.3681 | 2.4909 | 2.1578 | 0.5
4.375 | 2.2719 | 1.5236 | 0.58587
4.3819 | 2.3133 | 0.98834 | 0.76907
4.3889 | 2.902 | 0.5 | 0.5
4.3958 | 3 | 0.5 | 0.5
4.4028 | 3 | 0.5 | 0.5
4.4097 | 2.1306 | 0.5 | 0.5
4.4167 | 1.1881 | 1.6702 | 0.60914
4.4236 | 0.80515 | 2.4862 | 1.9268
4.4306 | 0.5 | 2.6193 | 2.9224
4.4375 | 0.5 | 1.4613 | 3
4.4444 | 0.5 | 0.5 | 3
4.4514 | 0.5 | 0.5 | 2.2516
4.4583 | 1.3541 | 1.3962 | 0.5
4.4653 | 1.9841 | 2.7515 | 0.5
4.4722 | 1.6589 | 2.9541 | 0.5
4.4792 | 0.5 | 1.7393 | 0.5
4.4861 | 0.5 | 0.5 | 0.55072
4.4931 | 0.5 | 0.5 | 1.8079
4.5 | 0.5 | 0.77472 | 2.4649
4.5069 | 0.5 | 1.1974 | 1.9615
4.5139 | 0.5 | 1.5342 | 1.3539
4.5208 | 0.5 | 1.5095 | 1.0408
4.5278 | 0.5 | 1.3285 | 0.5
4.5347 | 0.81442 | 1.5158 | 0.5
4.5417 | 1.6981 | 1.4906 | 1.7688
4.5486 | 1.6873 | 0.95998 | 2.6467
4.5556 | 1.0373 | 0.71834 | 3
4.5625 | 0.64737 | 0.5 | 3
4.5694 | 0.5 | 0.5 | 3
4.5764 | 0.5 | 0.5 | 1.3854
4.5833 | 1.2499 | 0.5 | 0.82521
4.5903 | 1.4797 | 0.65544 | 1.1805
4.5972 | 1.1282 | 1.1739 | 1.0709
4.6042 | 0.66723 | 1.2103 | 1.4612
4.6111 | 0.77742 | 0.82743 | 1.6488
4.6181 | 1.1477 | 1.0101 | 0.75459
4.625 | 1.8952 | 1.2073 | 0.5
4.6319 | 2.2194 | 0.80507 | 1.428
4.6389 | 1.7147 | 0.61414 | 2.3384
4.6458 | 1.302 | 0.83225 | 2.5337
4.6528 | 1.3696 | 1.343 | 2.5674
4.6597 | 1.6927 | 2.3103 | 1.8832
4.6667 | 1.9333 | 3 | 1.7029
4.6736 | 2.7427 | 2.4891 | 2.1238
4.6806 | 3 | 1.3584 | 2.1212
4.6875 | 3 | 1.1343 | 1.7339
4.6944 | 2.5004 | 2.227 | 1.4134
4.7014 | 1.4341 | 3 | 1.3067
4.7083 | 1.3937 | 3 | 1.9099
4.7153 | 2.248 | 3 | 2.1399
4.7222 | 3 | 1.1576 | 1.242
4.7292 | 3 | 0.5 | 0.93393
4.7361 | 3 | 0.74785 | 1.1011
4.7431 | 2.7081 | 2.4406 | 0.62577
4.75 | 2.7056 | 3 | 0.5
4.7569 | 3 | 2.8553 | 0.5
4.7639 | 3 | 1.2379 | 0.5
4.7708 | 3 | 0.5 | 1.6353
4.7778 | 2.7947 | 0.5 | 3
4.7847 | 1.4972 | 0.6383 | 3
4.7917 | 0.8787 | 2.4131 | 2.5563
4.7986 | 1.6648 | 3 | 1.0321
4.8056 | 2.1795 | 2.527 | 0.5
4.8125 | 1.7948 | 1.7515 | 0.5
4.8194 | 0.63894 | 0.77223 | 0.5
4.8264 | 0.5 | 0.5 | 0.5
4.8333 | 0.5 | 0.85018 | 0.5
4.8403 | 0.80334 | 0.75042 | 0.5
4.8472 | 1.9904 | 0.5 | 0.5
4.8542 | 1.5757 | 0.5 | 0.5
4.8611 | 0.5 | 0.5 | 0.5
4.8681 | 0.5 | 0.5 | 0.5
4.875 | 0.5 | 0.5 | 0.5
4.8819 | 0.5 | 0.5 | 0.78651
4.8889 | 0.90689 | 0.5 | 1.8619
4.8958 | 1.5595 | 0.5 | 2.4126
4.9028 | 1.7952 | 0.5 | 1.6909
4.9097 | 1.9985 | 0.5 | 0.5
4.9167 | 2.0349 | 0.87713 | 0.5
4.9236 | 1.4525 | 1.0357 | 0.5
4.9306 | 0.69041 | 2.1374 | 0.5
4.9375 | 0.5 | 3 | 0.5
4.9444 | 0.5313 | 3 | 0.62658
4.9514 | 1.2203 | 3 | 1.9135
4.9583 | 2.262 | 2.0413 | 3
4.9653 | 3 | 1.8593 | 3
4.9722 | 3 | 2.5478 | 3
4.9792 | 2.9768 | 3 | 3
4.9861 | 1.7488 | 3 | 2.38
4.9931 | 0.90818 | 2.4314 | 0.87435
5 | 0.88463 | 1.0284 | 0.51673
5.0069 | 1.5814 | 0.5 | 1.1659
5.0139 | 2.7556 | 0.77777 | 0.99422
5.0208 | 3 | 1.718 | 0.5
5.0278 | 3 | 3 | 0.5
5.0347 | 2.812 | 3 | 0.5
5.0417 | 1.8646 | 3 | 1.2862
5.0486 | 1.3206 | 2.1921 | 2.3421
5.0556 | 1.8334 | 1.1765 | 2.8346
5.0625 | 2.1573 | 0.6068 | 2.4434
5.0694 | 2.1516 | 0.71238 | 1.4701
5.0764 | 2.4076 | 1.4033 | 0.5
5.0833 | 1.8618 | 1.7688 | 0.5
5.0903 | 1.0909 | 2.231 | 0.63383
5.0972 | 1.5458 | 2.7616 | 1.769
5.1042 | 2.5046 | 2.4486 | 2.9935
5.1111 | 3 | 1.2136 | 3
5.1181 | 3 | 0.5 | 2.0054
5.125 | 3 | 0.5 | 1.171
5.1319 | 2.8567 | 0.5 | 1.0443
5.1389 | 1.5554 | 0.5 | 0.58978
5.1458 | 0.68229 | 1.3869 | 0.5
5.1528 | 0.8079 | 2.5857 | 0.5
5.1597 | 0.77065 | 2.9653 | 0.83483
5.1667 | 1.0083 | 2.4494 | 2.3008
5.1736 | 2.267 | 2.1036 | 3
5.1806 | 2.8021 | 2.6384 | 3
5.1875 | 2.3291 | 3 | 1.9723
5.1944 | 2.5076 | 3 | 1.0718
5.2014 | 1.8512 | 3 | 1.3002
5.2083 | 0.75772 | 2.7966 | 1.874
5.2153 | 1.2943 | 2.1852 | 1.7757
5.2222 | 2.2795 | 2.8295 | 1.5894
5.2292 | 2.886 | 2.8546 | 1.6672
5.2361 | 3 | 2.0273 | 1.7411
5.2431 | 3 | 2.0979 | 1.543
5.25 | 3 | 2.0027 | 1.6124
5.2569 | 2.4342 | 1.7366 | 2.172
5.2639 | 1.7956 | 2.1195 | 2.4767
5.2708 | 1.094 | 2.2339 | 2.5674
5.2778 | 1.3121 | 1.96 | 2.9382
5.2847 | 1.6003 | 1.3084 | 2.5122
5.2917 | 1.2823 | 0.5 | 1.5044
5.2986 | 0.5 | 0.5 | 1.801
5.3056 | 0.5 | 0.61695 | 2.3848
5.3125 | 0.5 | 0.80096 | 1.8087
5.3194 | 0.5 | 1.6202 | 1.3412
5.3264 | 1.0139 | 2.2537 | 1.8291
5.3333 | 2.5576 | 2.3836 | 2.1513
5.3403 | 3 | 2.85 | 1.9267
5.3472 | 3 | 2.7012 | 1.886
5.3542 | 3 | 1.8463 | 1.6453
5.3611 | 3 | 1.9485 | 1.4754
5.3681 | 3 | 3 | 2.3414
5.375 | 2.2915 | 3 | 3
5.3819 | 0.92954 | 3 | 3
5.3889 | 0.5 | 3 | 3
5.3958 | 0.5 | 3 | 2.4726
5.4028 | 0.5 | 3 | 1.9981
5.4097 | 0.5 | 3 | 1.6943
5.4167 | 0.5 | 3 | 1.0625
5.4236 | 1.4253 | 3 | 1.0256
5.4306 | 2.7186 | 3 | 1.7557
5.4375 | 3 | 3 | 2.0229
5.4444 | 3 | 2.8979 | 2.0786
5.4514 | 3 | 1.7202 | 1.9828
5.4583 | 3 | 0.5 | 1.2718
5.4653 | 2.4083 | 0.5 | 1.0822
5.4722 | 2.2504 | 0.5 | 1.4517
5.4792 | 2.2717 | 0.5 | 1.4773
5.4861 | 1.481 | 0.5 | 0.5
5.4931 | 1.043 | 1.1976 | 0.5
5.5 | 0.97749 | 1.7291 | 0.5
5.5069 | 0.77115 | 1.3223 | 0.5
5.5139 | 1.1841 | 0.5 | 0.5
5.5208 | 1.7018 | 0.5 | 0.5251
5.5278 | 1.5668 | 0.5 | 1.5978
5.5347 | 1.2943 | 0.5 | 2.5656
5.5417 | 1.9207 | 0.74698 | 3
5.5486 | 2.8359 | 1.6638 | 3
5.5556 | 3 | 1.7138 | 3
5.5625 | 2.9399 | 1.5822 | 2.1846
5.5694 | 2.591 | 1.9018 | 0.89205
5.5764 | 2.3525 | 1.985 | 0.77696
5.5833 | 2.7767 | 1.9639 | 2.1789
5.5903 | 3 | 2.375 | 3
5.5972 | 2.9132 | 2.6157 | 3
5.6042 | 2.5252 | 2.04 | 3
5.6111 | 1.9277 | 1.3096 | 2.5184
5.6181 | 0.51182 | 0.5 | 0.5
5.625 | 0.5 | 0.5 | 0.5
5.6319 | 0.5 | 0.5 | 0.5
5.6389 | 0.53963 | 0.5 | 0.5
5.6458 | 2.0888 | 1.6162 | 0.61642
5.6528 | 2.7875 | 1.6719 | 2.6405
5.6597 | 1.6356 | 0.53565 | 3
5.6667 | 0.5 | 0.5 | 3
5.6736 | 0.5 | 0.90353 | 3
5.6806 | 0.5 | 2.3887 | 2.933
5.6875 | 1.7454 | 2.9371 | 2.3885
5.6944 | 2.6704 | 2.1976 | 2.7814
5.7014 | 2.7147 | 0.5 | 2.6604
5.7083 | 1.806 | 0.5 | 2.4455
5.7153 | 0.80892 | 0.5 | 2.8032
5.7222 | 0.55067 | 0.5 | 2.8728
5.7292 | 0.5 | 1.3089 | 2.3172
5.7361 | 0.5 | 2.6788 | 1.8045
5.7431 | 0.5 | 3 | 1.3173
5.75 | 0.5 | 3 | 0.98745
5.7569 | 1.3894 | 1.9018 | 1.1211
5.7639 | 2.72 | 0.5 | 1.5129
5.7708 | 2.7797 | 0.5 | 2.1233
5.7778 | 1.1951 | 0.72072 | 2.2073
5.7847 | 0.5 | 2.0962 | 2.1021
5.7917 | 0.5 | 3 | 2.4967
5.7986 | 0.74021 | 2.8306 | 3
5.8056 | 1.4021 | 1.8322 | 3
5.8125 | 1.6631 | 1.6117 | 3
5.8194 | 1.0724 | 1.6819 | 2.8005
5.8264 | 0.5 | 0.97434 | 1.8793
5.8333 | 0.5 | 0.5 | 2.0961
5.8403 | 0.5 | 0.5 | 2.5637
5.8472 | 0.5 | 0.5 | 2.9448
5.8542 | 1.2036 | 0.80307 | 3
5.8611 | 2.6456 | 1.1431 | 3
5.8681 | 3 | 0.69783 | 2.2901
5.875 | 2.5393 | 0.5 | 1.062
5.8819 | 1.0062 | 0.5 | 0.5
5.8889 | 0.5 | 0.5 | 0.5
5.8958 | 0.5 | 0.5 | 0.92738
5.9028 | 1.7381 | 0.5 | 1.9102
5.9097 | 2.8619 | 2.0593 | 1.5108
5.9167 | 2.588 | 3 | 0.70207
5.9236 | 1.5676 | 3 | 0.5
5.9306 | 1.2946 | 2.0927 | 0.84541
5.9375 | 2.3883 | 0.5 | 1.0507
5.9444 | 3 | 0.5 | 0.67973
5.9514 | 3 | 0.5 | 0.87372
5.9583 | 3 | 0.62521 | 2.1562
5.9653 | 1.7709 | 0.95043 | 2.6997
5.9722 | 1.0256 | 0.80183 | 1.7064
5.9792 | 1.1083 | 0.67112 | 0.5
5.9861 | 1.5418 | 0.63525 | 0.5
5.9931 | 2.0117 | 1.2969 | 0.5
6 | 2.6091 | 2.1986 | 2.605
6.0069 | 3 | 2.5651 | 3
6.0139 | 3 | 2.7803 | 3
6.0208 | 3 | 2.1818 | 2.5125
6.0278 | 2.9369 | 0.61059 | 2.5752
6.0347 | 2.0322 | 0.5 | 2.3883
6.0417 | 0.88377 | 0.5 | 2.1933
6.0486 | 0.5 | 0.5 | 1.9762
6.0556 | 0.5 | 0.5 | 1.351
6.0625 | 0.5 | 0.5 | 0.68019
6.0694 | 0.5 | 0.5 | 0.5
6.0764 | 0.5 | 0.5 | 0.5
6.0833 | 0.5 | 0.5 | 0.5
6.0903 | 0.5 | 0.5 | 0.5
6.0972 | 0.5 | 0.5 | 0.5
6.1042 | 0.998 | 1.0129 | 0.5
6.1111 | 1.5118 | 1.3662 | 1.7213
6.1181 | 1.4012 | 0.91433 | 3
6.125 | 0.92835 | 0.5 | 3
6.1319 | 1.1136 | 0.5 | 2.6133
6.1389 | 2.1772 | 0.5 | 1.3369
6.1458 | 2.4768 | 0.5 | 1.1599
6.1528 | 1.609 | 0.5 | 2.5535
6.1597 | 0.91195 | 0.5 | 3
6.1667 | 0.5 | 0.5 | 3
6.1736 | 0.5 | 0.5 | 3
6.1806 | 0.5 | 0.5 | 3
6.1875 | 0.5 | 0.5 | 3
6.1944 | 0.5 | 0.5 | 2.0575
6.2014 | 1.0372 | 0.5 | 2.224
6.2083 | 2.1592 | 0.5 | 2.7431
6.2153 | 2.7329 | 0.5 | 3
6.2222 | 3 | 0.5 | 3
6.2292 | 3 | 0.5 | 3
6.2361 | 2.912 | 0.90959 | 3
6.2431 | 2.445 | 1.6021 | 3
6.25 | 1.9215 | 2.3202 | 3
6.2569 | 1.0976 | 2.2351 | 3
6.2639 | 1.2086 | 2.0954 | 2.716
6.2708 | 1.8525 | 2.4325 | 2.4259
6.2778 | 2.3883 | 2.597 | 3
6.2847 | 2.7096 | 2.3154 | 3
6.2917 | 2.7245 | 1.9521 | 3
6.2986 | 1.7833 | 1.5288 | 3
6.3056 | 0.64447 | 0.86916 | 3
6.3125 | 0.5 | 0.64711 | 1.4784
6.3194 | 0.5 | 1.2361 | 1.1643
6.3264 | 0.5 | 2.086 | 1.6393
6.3333 | 1.1518 | 3 | 2.0165
6.3403 | 2.9496 | 3 | 2.041
6.3472 | 3 | 3 | 1.0037
6.3542 | 3 | 3 | 0.5
6.3611 | 3 | 2.3204 | 0.5
6.3681 | 3 | 0.5 | 0.5
6.375 | 2.7684 | 0.5 | 0.5
6.3819 | 2.1608 | 0.5 | 0.86691
6.3889 | 0.78454 | 1.2433 | 1.094
6.3958 | 0.5 | 2.6224 | 1.281
6.4028 | 0.5 | 2.9079 | 1.8065
6.4097 | 0.5 | 1.8824 | 2.4446
6.4167 | 0.92639 | 1.3219 | 3
6.4236 | 2.1256 | 0.92178 | 3
6.4306 | 2.8768 | 0.5 | 3
6.4375 | 2.8099 | 0.5 | 2.2981
6.4444 | 2.0611 | 0.68363 | 1.3389
6.4514 | 0.8208 | 0.84715 | 0.5
6.4583 | 0.5 | 1.4334 | 0.53198
6.4653 | 0.5 | 2.1533 | 1.2974
6.4722 | 0.5 | 1.9317 | 1.5432
6.4792 | 0.5 | 1.3504 | 1.5508
6.4861 | 0.5 | 0.51151 | 1.0895
6.4931 | 1.2338 | 0.5 | 0.5
6.5 | 1.909 | 0.5 | 0.5
6.5069 | 2.2921 | 1.0787 | 0.5
6.5139 | 2.2572 | 2.5825 | 1.3769
6.5208 | 1.7814 | 3 | 2.0024
6.5278 | 0.9153 | 2.7104 | 2.4137
6.5347 | 0.5 | 2.0608 | 2.3379
6.5417 | 0.5 | 1.95 | 2.145
6.5486 | 0.5 | 1.9188 | 1.783
6.5556 | 1.2619 | 1.4426 | 0.72315
6.5625 | 2.1096 | 0.5 | 0.5
6.5694 | 1.2805 | 0.5 | 1.2402
6.5764 | 0.5 | 0.82248 | 3
6.5833 | 0.5 | 2.164 | 3
6.5903 | 0.5 | 3 | 3
6.5972 | 0.5 | 3 | 1.5638
6.6042 | 0.5 | 2.2503 | 0.5
6.6111 | 0.5 | 2.5578 | 0.5
6.6181 | 0.5 | 3 | 0.81786
6.625 | 0.5 | 3 | 2.1526
6.6319 | 0.5 | 2.9772 | 2.8757
6.6389 | 0.5 | 2.7188 | 2.4804
6.6458 | 0.5 | 2.2406 | 1.4075
6.6528 | 0.69717 | 1.6229 | 0.5
6.6597 | 1.7745 | 1.1976 | 0.5
6.6667 | 2.756 | 0.5 | 0.6009
6.6736 | 3 | 0.5 | 1.3863
6.6806 | 3 | 0.5 | 2.1793
6.6875 | 3 | 0.5 | 2.6917
6.6944 | 1.9372 | 0.5 | 3
6.7014 | 0.5 | 1.4957 | 3
6.7083 | 0.5 | 3 | 3
6.7153 | 0.5 | 3 | 3
6.7222 | 1.3487 | 3 | 2.2218
6.7292 | 2.6682 | 2.4759 | 1.3639
6.7361 | 3 | 1.4183 | 0.62769
6.7431 | 3 | 1.0437 | 0.9498
6.75 | 3 | 2.2592 | 0.83239
6.7569 | 3 | 3 | 0.5
6.7639 | 2.1161 | 3 | 0.65599
6.7708 | 0.83514 | 2.5013 | 1.8275
6.7778 | 0.5 | 1.3444 | 2.8698
6.7847 | 0.5 | 0.5 | 3
6.7917 | 0.5 | 0.5 | 2.4445
6.7986 | 0.6071 | 0.5 | 1.3558
6.8056 | 0.5 | 0.5 | 0.75106
6.8125 | 0.5 | 0.5 | 1.1512
6.8194 | 0.5 | 0.5 | 2.4812
6.8264 | 0.5 | 0.5 | 3
6.8333 | 1.0908 | 0.5 | 2.4266
6.8403 | 1.2953 | 0.5 | 0.95844
6.8472 | 0.5 | 0.5 | 0.5
6.8542 | 0.66835 | 0.5 | 0.65726
6.8611 | 2.05 | 0.5 | 2.3515
6.8681 | 3 | 1.1025 | 3
6.875 | 3 | 2.0935 | 3
6.8819 | 3 | 2.5651 | 3
6.8889 | 2.0023 | 3 | 3
6.8958 | 0.78112 | 3 | 2.8544
6.9028 | 1.2884 | 2.5467 | 0.77248
6.9097 | 2.2737 | 1.7254 | 0.5
6.9167 | 2.6623 | 1.555 | 0.5
6.9236 | 2.5209 | 1.941 | 0.5
6.9306 | 1.959 | 2.9516 | 0.5
6.9375 | 1.3868 | 3 | 0.5
6.9444 | 1.8588 | 3 | 0.5
6.9514 | 2.8384 | 2.6337 | 0.5
6.9583 | 3 | 1.5888 | 0.5
6.9653 | 3 | 1.953 | 0.79719
6.9722 | 3 | 3 | 1.9135
6.9792 | 1.4684 | 3 | 2.7362
6.9861 | 0.5 | 2.9655 | 3
6.9931 | 0.5 | 1.9591 | 3
7 | 0.5 | 0.5 | 2.6662

## SNH
SNH
Time | Total ammonia (NHx) (Influent) | Total ammonia (NHx) (CSTR2) | Total ammonia (NHx) (CSTR3) | Total ammonia (NHx) (CSTR4)
d | g N/m3 | g N/m3 | g N/m3 | g N/m3
0 | 37.4914 | 4.7217 | 0.64595 | 0.080548
0.0069444 | 37.4914 | 4.8321 | 1.0119 | 0.10745
0.013889 | 37.3567 | 5.5324 | 1.3053 | 0.12307
0.020833 | 37.2252 | 6.0276 | 1.6115 | 0.14458
0.027778 | 37.0988 | 6.3797 | 1.9019 | 0.16934
0.034722 | 36.9796 | 6.6327 | 2.164 | 0.1957
0.041667 | 36.8699 | 6.8169 | 2.3933 | 0.2222
0.048611 | 36.772 | 6.9545 | 2.59 | 0.29531
0.055556 | 36.6881 | 7.0617 | 2.7571 | 0.37184
0.0625 | 36.6194 | 7.0183 | 2.8556 | 0.40518
0.069444 | 36.5672 | 6.6439 | 2.6238 | 0.39544
0.076389 | 36.5325 | 6.2959 | 2.4408 | 0.36264
0.083333 | 36.5163 | 6.0187 | 2.3665 | 0.33938
0.090278 | 36.5193 | 5.91 | 2.356 | 0.26042
0.097222 | 36.5423 | 5.9568 | 2.3436 | 0.23451
0.10417 | 36.5846 | 5.9827 | 2.0227 | 0.21535
0.11111 | 36.6445 | 5.9466 | 1.5975 | 0.19708
0.11806 | 36.7202 | 6.1797 | 1.3627 | 0.19213
0.125 | 36.8092 | 6.5856 | 1.3119 | 0.17897
0.13194 | 36.9081 | 6.8943 | 1.4259 | 0.18549
0.13889 | 37.0127 | 6.7839 | 1.929 | 0.22937
0.14583 | 37.1175 | 6.4064 | 2.2221 | 0.23948
0.15278 | 37.2173 | 6.0302 | 2.3252 | 0.2762
0.15972 | 37.3087 | 5.7774 | 2.3195 | 0.27674
0.16667 | 37.3974 | 5.6143 | 2.2664 | 0.24916
0.17361 | 37.516 | 5.5145 | 2.2001 | 0.23691
0.18056 | 37.7386 | 5.5758 | 2.1541 | 0.24242
0.1875 | 38.3722 | 6.3126 | 2.2327 | 0.27538
0.19444 | 39.0992 | 6.8838 | 2.4453 | 0.29678
0.20139 | 39.8775 | 7.3444 | 2.7171 | 0.2779
0.20833 | 40.6564 | 7.7324 | 3.0105 | 0.29337
0.21528 | 41.4031 | 7.5629 | 3.2353 | 0.32749
0.22222 | 42.1109 | 7.3152 | 3.0864 | 0.32842
0.22917 | 42.7723 | 7.1477 | 2.847 | 0.30291
0.23611 | 43.3604 | 7.061 | 2.6068 | 0.2745
0.24306 | 43.8425 | 7.0541 | 2.3235 | 0.26055
0.25 | 44.1682 | 7.1565 | 2.1325 | 0.26625
0.25694 | 44.3021 | 7.3923 | 2.1184 | 0.28316
0.26389 | 44.2209 | 7.6237 | 2.1664 | 0.26538
0.27083 | 43.916 | 7.6566 | 2.1741 | 0.2665
0.27778 | 43.3965 | 7.6202 | 2.1306 | 0.30066
0.28472 | 42.6651 | 7.5854 | 2.065 | 0.29778
0.29167 | 41.7375 | 7.5349 | 2.0148 | 0.2897
0.29861 | 40.6498 | 7.5311 | 1.9785 | 0.28284
0.30556 | 39.452 | 7.9471 | 2.1102 | 0.26153
0.3125 | 38.2035 | 8.0568 | 2.3645 | 0.2416
0.31944 | 36.9455 | 7.8427 | 2.5351 | 0.25529
0.32639 | 35.7246 | 7.6036 | 2.4642 | 0.26024
0.33333 | 34.5706 | 7.6413 | 2.276 | 0.26731
0.34028 | 33.5087 | 7.8498 | 2.1856 | 0.31254
0.34722 | 32.5589 | 7.9085 | 2.1604 | 0.31143
0.35417 | 31.7385 | 7.8606 | 2.2888 | 0.3205
0.36111 | 31.0822 | 7.7407 | 2.4688 | 0.34387
0.36806 | 30.6126 | 7.5768 | 2.6005 | 0.36842
0.375 | 30.3587 | 7.3911 | 2.6539 | 0.38367
0.38194 | 30.3269 | 7.2017 | 2.89 | 0.41166
0.38889 | 30.5235 | 7.0223 | 3.0016 | 0.34233
0.39583 | 30.9224 | 6.8623 | 3.0317 | 0.30975
0.40278 | 31.4643 | 6.5454 | 2.9293 | 0.29671
0.40972 | 32.084 | 6.14 | 2.212 | 0.23369
0.41667 | 32.7383 | 5.9125 | 1.6839 | 0.17091
0.42361 | 33.409 | 5.6307 | 1.3157 | 0.13693
0.43056 | 34.0937 | 5.5008 | 1.0784 | 0.11805
0.4375 | 34.7865 | 5.7959 | 1.0931 | 0.11608
0.44444 | 35.4857 | 6.039 | 1.3722 | 0.13753
0.45139 | 36.1919 | 6.2495 | 1.729 | 0.20426
0.45833 | 36.908 | 6.3312 | 1.9858 | 0.24222
0.46528 | 37.6323 | 5.8957 | 2.1023 | 0.26647
0.47222 | 38.3517 | 5.4764 | 1.7464 | 0.24181
0.47917 | 39.0444 | 5.2131 | 1.3569 | 0.14967
0.48611 | 39.6913 | 5.0581 | 1.0694 | 0.10875
0.49306 | 40.2666 | 5.1001 | 1.0143 | 0.10007
0.5 | 40.7613 | 5.4559 | 1.3116 | 0.11674
0.50694 | 41.1908 | 6.1134 | 1.6063 | 0.13886
0.51389 | 41.5533 | 6.6223 | 1.5087 | 0.14293
0.52083 | 41.8409 | 6.6341 | 1.4262 | 0.18584
0.52778 | 42.0583 | 6.4741 | 1.3835 | 0.18275
0.53472 | 42.2179 | 6.3676 | 1.4375 | 0.18477
0.54167 | 42.3519 | 6.1388 | 1.7242 | 0.20954
0.54861 | 42.4829 | 5.9217 | 1.9132 | 0.23713
0.55556 | 42.6096 | 5.7678 | 1.9912 | 0.25359
0.5625 | 42.7337 | 5.6576 | 1.9232 | 0.25258
0.56944 | 42.8645 | 5.5772 | 1.946 | 0.25162
0.57639 | 43.0119 | 5.6104 | 1.924 | 0.18644
0.58333 | 43.169 | 5.8042 | 1.72 | 0.16024
0.59028 | 43.3129 | 5.9689 | 1.6651 | 0.15301
0.59722 | 43.4355 | 5.8917 | 1.6058 | 0.15014
0.60417 | 43.5511 | 5.7266 | 1.3755 | 0.13788
0.61111 | 43.666 | 5.601 | 1.1602 | 0.11886
0.61806 | 43.753 | 5.5083 | 1.0789 | 0.11009
0.625 | 43.7738 | 5.5097 | 1.3873 | 0.12661
0.63194 | 43.7162 | 5.5692 | 1.5797 | 0.14321
0.63889 | 43.5708 | 5.6038 | 1.7095 | 0.15489
0.64583 | 43.3243 | 5.6055 | 1.6589 | 0.15438
0.65278 | 42.9776 | 5.6907 | 1.4381 | 0.13958
0.65972 | 42.5507 | 5.7727 | 1.278 | 0.126
0.66667 | 42.0575 | 5.7442 | 1.2347 | 0.12109
0.67361 | 41.5263 | 5.707 | 1.2589 | 0.12204
0.68056 | 40.991 | 5.721 | 1.1232 | 0.12246
0.6875 | 40.477 | 6.0254 | 1.0496 | 0.14931
0.69444 | 39.9994 | 6.3743 | 1.1059 | 0.15151
0.70139 | 39.5727 | 6.2826 | 1.1436 | 0.15539
0.70833 | 39.2125 | 5.8151 | 1.0612 | 0.11023
0.71528 | 38.8936 | 5.3182 | 0.92045 | 0.099132
0.72222 | 38.5935 | 4.9232 | 0.77937 | 0.090339
0.72917 | 38.2785 | 4.6583 | 0.67075 | 0.083313
0.73611 | 37.9353 | 4.5666 | 0.62028 | 0.083805
0.74306 | 37.5598 | 4.3967 | 0.59607 | 0.088469
0.75 | 37.1655 | 4.1411 | 0.57272 | 0.080146
0.75694 | 36.7859 | 3.9302 | 0.54584 | 0.07431
0.76389 | 36.4433 | 3.7849 | 0.50564 | 0.0721
0.77083 | 36.1658 | 3.7806 | 0.5087 | 0.072367
0.77778 | 35.9867 | 3.8885 | 0.51461 | 0.096904
0.78472 | 35.9218 | 4.0222 | 0.49136 | 0.094382
0.79167 | 35.9526 | 3.9398 | 0.46269 | 0.091267
0.79861 | 36.0283 | 3.7588 | 0.43411 | 0.088468
0.80556 | 36.1058 | 3.5633 | 0.40901 | 0.069201
0.8125 | 36.1508 | 3.3999 | 0.39512 | 0.066577
0.81944 | 36.1111 | 3.2848 | 0.41937 | 0.081749
0.82639 | 35.9537 | 3.2693 | 0.44772 | 0.088474
0.83333 | 35.669 | 3.9357 | 0.45841 | 0.08785
0.84028 | 35.275 | 4.4153 | 0.51728 | 0.091312
0.84722 | 34.8024 | 4.7571 | 0.64868 | 0.080425
0.85417 | 34.3095 | 4.9957 | 0.99804 | 0.097899
0.86111 | 33.8405 | 5.1573 | 1.2242 | 0.11516
0.86806 | 33.4042 | 4.6374 | 1.3057 | 0.12283
0.875 | 33.0129 | 4.0937 | 1.2373 | 0.11803
0.88194 | 32.6687 | 3.6978 | 1.0975 | 0.10911
0.88889 | 32.3754 | 3.6853 | 0.98134 | 0.11451
0.89583 | 32.144 | 4.074 | 0.9646 | 0.13099
0.90278 | 31.9905 | 3.9646 | 0.97652 | 0.13174
0.90972 | 31.907 | 3.6885 | 0.93943 | 0.12878
0.91667 | 31.8841 | 3.4083 | 0.86196 | 0.091104
0.92361 | 31.9433 | 3.2337 | 0.77812 | 0.083171
0.93056 | 32.1006 | 3.3355 | 0.73557 | 0.082623
0.9375 | 32.33 | 3.7154 | 0.55535 | 0.079946
0.94444 | 32.6097 | 3.7276 | 0.43969 | 0.069345
0.95139 | 32.932 | 3.4983 | 0.39708 | 0.06427
0.95833 | 33.293 | 3.2853 | 0.36862 | 0.062386
0.96528 | 33.6999 | 3.1653 | 0.41092 | 0.065188
0.97222 | 34.1588 | 3.1149 | 0.56123 | 0.078356
0.97917 | 34.6683 | 3.3635 | 0.64247 | 0.086881
0.98611 | 35.2185 | 4.0696 | 0.63646 | 0.081449
0.99306 | 35.7862 | 4.6246 | 0.65025 | 0.079593
1 | 36.3567 | 5.076 | 0.69834 | 0.080587
1.0069 | 36.94 | 5.4568 | 0.75649 | 0.082204
1.0139 | 37.5328 | 5.7897 | 0.86654 | 0.088298
1.0208 | 38.1181 | 6.0903 | 1.0523 | 0.1004
1.0278 | 38.6798 | 6.2652 | 1.351 | 0.12313
1.0347 | 39.2132 | 6.5587 | 1.7855 | 0.19414
1.0417 | 39.6931 | 6.8361 | 2.1353 | 0.25938
1.0486 | 40.0859 | 7.1012 | 2.4374 | 0.30886
1.0556 | 40.3554 | 7.0667 | 2.6708 | 0.3248
1.0625 | 40.457 | 6.8502 | 2.8023 | 0.29463
1.0694 | 40.3796 | 6.7855 | 2.8652 | 0.28225
1.0764 | 40.1521 | 7.2517 | 2.9705 | 0.29148
1.0833 | 39.8373 | 7.6154 | 3.1494 | 0.31309
1.0903 | 39.4842 | 7.2818 | 3.2717 | 0.33611
1.0972 | 39.1206 | 6.8683 | 3.2661 | 0.37672
1.1042 | 38.7841 | 6.5749 | 2.8527 | 0.44633
1.1111 | 38.5242 | 6.3645 | 2.3058 | 0.31381
1.1181 | 38.3639 | 6.2601 | 1.9047 | 0.19938
1.125 | 38.3083 | 6.2382 | 1.7007 | 0.16864
1.1319 | 38.3332 | 6.2366 | 1.5906 | 0.15641
1.1389 | 38.4104 | 6.3993 | 1.4978 | 0.14993
1.1458 | 38.4998 | 7.0125 | 1.507 | 0.14893
1.1528 | 38.5929 | 7.4655 | 1.638 | 0.16006
1.1597 | 38.7121 | 7.8058 | 1.8717 | 0.18714
1.1667 | 38.8846 | 8.0686 | 2.3586 | 0.237
1.1736 | 39.136 | 7.7948 | 2.8696 | 0.29741
1.1806 | 39.4568 | 7.3755 | 2.8901 | 0.31509
1.1875 | 39.8209 | 7.0516 | 2.784 | 0.3004
1.1944 | 40.2075 | 6.8772 | 2.9226 | 0.31259
1.2014 | 40.6081 | 6.808 | 2.989 | 0.4099
1.2083 | 41.0144 | 6.7872 | 3.0241 | 0.46282
1.2153 | 41.4062 | 6.8104 | 2.896 | 0.46303
1.2222 | 41.7723 | 6.8844 | 2.3952 | 0.30567
1.2292 | 42.1125 | 7.1282 | 2.0902 | 0.22725
1.2361 | 42.4229 | 7.8945 | 2.0324 | 0.20501
1.2431 | 42.6975 | 8.4782 | 2.1574 | 0.20825
1.25 | 42.9712 | 8.9304 | 2.3942 | 0.23022
1.2569 | 43.2835 | 9.1026 | 2.6419 | 0.26086
1.2639 | 43.6336 | 9.0783 | 2.8002 | 0.28353
1.2708 | 44.0122 | 9.4617 | 2.9378 | 0.30205
1.2778 | 44.4233 | 9.7741 | 3.0979 | 0.3234
1.2847 | 44.843 | 10.0362 | 3.2774 | 0.34836
1.2917 | 45.2363 | 10.2614 | 3.4604 | 0.39484
1.2986 | 45.5805 | 9.9199 | 3.6754 | 0.57026
1.3056 | 45.8521 | 9.4944 | 4.2605 | 0.70584
1.3125 | 46.0206 | 9.2386 | 4.5905 | 0.83959
1.3194 | 46.072 | 9.2231 | 4.7939 | 0.94734
1.3264 | 46.0236 | 9.5138 | 4.9793 | 0.86332
1.3333 | 45.8904 | 9.8813 | 4.8302 | 0.77987
1.3403 | 45.6696 | 9.6581 | 4.9496 | 0.72287
1.3472 | 45.3533 | 9.3535 | 5.119 | 0.72485
1.3542 | 44.9558 | 9.1147 | 5.1708 | 0.77071
1.3611 | 44.5016 | 8.9654 | 4.7382 | 0.96252
1.3681 | 44.0083 | 9.4378 | 4.2411 | 0.94532
1.375 | 43.4757 | 9.9161 | 3.9994 | 0.79975
1.3819 | 42.897 | 9.5543 | 3.8307 | 0.66036
1.3889 | 42.2691 | 9.0812 | 3.6042 | 0.66694
1.3958 | 41.62 | 8.678 | 3.4068 | 0.62777
1.4028 | 40.9808 | 8.3216 | 3.7476 | 0.63647
1.4097 | 40.3492 | 7.998 | 3.8976 | 0.67879
1.4167 | 39.706 | 7.7523 | 3.928 | 0.70608
1.4236 | 39.0534 | 7.6302 | 3.9005 | 0.7124
1.4306 | 38.4193 | 7.6082 | 3.3158 | 0.64201
1.4375 | 37.8426 | 7.3347 | 2.766 | 0.3901
1.4444 | 37.3385 | 6.9424 | 2.3148 | 0.26064
1.4514 | 36.896 | 6.5819 | 1.9328 | 0.20544
1.4583 | 36.4995 | 6.2496 | 1.6155 | 0.18154
1.4653 | 36.1397 | 5.944 | 1.358 | 0.19545
1.4722 | 35.818 | 5.8314 | 1.1832 | 0.1748
1.4792 | 35.5552 | 6.3277 | 1.5731 | 0.19435
1.4861 | 35.3879 | 6.641 | 1.9474 | 0.239
1.4931 | 35.3351 | 6.8289 | 2.0291 | 0.26328
1.5 | 35.4113 | 6.9333 | 1.8237 | 0.25013
1.5069 | 35.6038 | 6.4022 | 1.5874 | 0.22108
1.5139 | 35.8803 | 5.8603 | 1.3149 | 0.1868
1.5208 | 36.2147 | 5.5516 | 1.0864 | 0.15688
1.5278 | 36.5859 | 5.9212 | 1.0097 | 0.14155
1.5347 | 36.9534 | 6.1851 | 1.0145 | 0.13903
1.5417 | 37.2615 | 6.3756 | 1.0573 | 0.1334
1.5486 | 37.4724 | 6.5141 | 1.1613 | 0.11099
1.5556 | 37.5617 | 6.0565 | 1.3816 | 0.12374
1.5625 | 37.5081 | 5.5119 | 1.613 | 0.1418
1.5694 | 37.3145 | 5.0673 | 1.6441 | 0.15397
1.5764 | 37.0113 | 4.7327 | 1.574 | 0.20135
1.5833 | 36.6195 | 4.4728 | 1.1867 | 0.17056
1.5903 | 36.1375 | 4.2592 | 0.74354 | 0.12358
1.5972 | 35.5801 | 4.0719 | 0.54879 | 0.098896
1.6042 | 35.0039 | 3.8985 | 0.46944 | 0.090096
1.6111 | 34.4637 | 3.8065 | 0.44973 | 0.087655
1.6181 | 33.9919 | 3.7745 | 0.53384 | 0.092605
1.625 | 33.6213 | 3.7444 | 0.71671 | 0.1017
1.6319 | 33.3765 | 3.9503 | 0.61363 | 0.077339
1.6389 | 33.261 | 4.3783 | 0.536 | 0.071673
1.6458 | 33.2543 | 4.6604 | 0.54715 | 0.07698
1.6528 | 33.3135 | 4.5958 | 0.55881 | 0.080613
1.6597 | 33.4095 | 4.272 | 0.53092 | 0.077012
1.6667 | 33.5147 | 3.7939 | 0.51291 | 0.07527
1.6736 | 33.6241 | 3.4048 | 0.47032 | 0.070642
1.6806 | 33.7515 | 3.1914 | 0.42124 | 0.069603
1.6875 | 33.9015 | 3.0537 | 0.46642 | 0.087999
1.6944 | 34.0555 | 2.955 | 0.38239 | 0.082403
1.7014 | 34.1814 | 3.0669 | 0.32094 | 0.076595
1.7083 | 34.2581 | 3.5481 | 0.35453 | 0.077258
1.7153 | 34.264 | 3.65 | 0.37381 | 0.079003
1.7222 | 34.1985 | 3.5959 | 0.37488 | 0.07939
1.7292 | 34.064 | 3.4341 | 0.3684 | 0.060998
1.7361 | 33.8588 | 3.171 | 0.34909 | 0.059041
1.7431 | 33.6021 | 2.9672 | 0.31811 | 0.05816
1.75 | 33.3317 | 2.8324 | 0.32707 | 0.058721
1.7569 | 33.0676 | 2.6631 | 0.36306 | 0.060501
1.7639 | 32.8042 | 2.5291 | 0.37772 | 0.061958
1.7708 | 32.543 | 2.426 | 0.41621 | 0.063624
1.7778 | 32.2892 | 2.3441 | 0.41195 | 0.06424
1.7847 | 32.0348 | 2.3066 | 0.4009 | 0.066363
1.7917 | 31.7717 | 2.4108 | 0.40532 | 0.066879
1.7986 | 31.5243 | 2.4978 | 0.42138 | 0.065412
1.8056 | 31.3128 | 2.4196 | 0.4234 | 0.063677
1.8125 | 31.1581 | 2.275 | 0.30888 | 0.057838
1.8194 | 31.0757 | 2.1704 | 0.29615 | 0.056438
1.8264 | 31.0745 | 2.0957 | 0.33809 | 0.058609
1.8333 | 31.1673 | 2.0445 | 0.33904 | 0.060981
1.8403 | 31.3738 | 2.013 | 0.30204 | 0.061991
1.8472 | 31.715 | 2.0502 | 0.19383 | 0.054434
1.8542 | 32.2162 | 2.204 | 0.19427 | 0.051572
1.8611 | 32.8866 | 2.49 | 0.2194 | 0.052468
1.8681 | 33.704 | 2.888 | 0.25937 | 0.054634
1.875 | 34.6272 | 3.3956 | 0.37047 | 0.060232
1.8819 | 35.6043 | 3.8087 | 0.6211 | 0.077158
1.8889 | 36.5758 | 4.025 | 0.77753 | 0.10717
1.8958 | 37.4858 | 3.7833 | 0.84078 | 0.10549
1.9028 | 38.2876 | 3.5158 | 0.57585 | 0.086618
1.9097 | 38.9265 | 3.3875 | 0.42684 | 0.072917
1.9167 | 39.3783 | 3.4298 | 0.36995 | 0.06185
1.9236 | 39.6602 | 3.8408 | 0.39787 | 0.061483
1.9306 | 39.794 | 4.5285 | 0.48752 | 0.068201
1.9375 | 39.7986 | 4.5868 | 0.55228 | 0.079261
1.9444 | 39.6823 | 4.3834 | 0.55465 | 0.081118
1.9514 | 39.4652 | 4.2663 | 0.53455 | 0.074486
1.9583 | 39.1575 | 4.2036 | 0.51907 | 0.069981
1.9653 | 38.7509 | 4.2171 | 0.51531 | 0.070145
1.9722 | 38.2318 | 4.5166 | 0.54679 | 0.07195
1.9792 | 37.6007 | 4.8287 | 0.60604 | 0.075548
1.9861 | 36.8894 | 4.7779 | 0.65792 | 0.079339
1.9931 | 36.157 | 4.5672 | 0.84453 | 0.089986
2 | 35.4502 | 4.3965 | 1.0383 | 0.10273
2.0069 | 34.8151 | 4.2518 | 1.1094 | 0.11017
2.0139 | 34.3018 | 4.1245 | 0.7883 | 0.098343
2.0208 | 33.9347 | 4.0108 | 0.58335 | 0.09706
2.0278 | 33.7262 | 3.9173 | 0.5003 | 0.088909
2.0347 | 33.6737 | 3.9156 | 0.47613 | 0.09184
2.0417 | 33.7727 | 4.2121 | 0.55935 | 0.096209
2.0486 | 34.0025 | 4.7866 | 0.86457 | 0.11724
2.0556 | 34.3307 | 5.2121 | 1.1765 | 0.14632
2.0625 | 34.7281 | 5.5394 | 1.436 | 0.17531
2.0694 | 35.195 | 5.8031 | 1.6616 | 0.15081
2.0764 | 35.7275 | 5.559 | 1.7999 | 0.16103
2.0833 | 36.3045 | 5.1408 | 1.8092 | 0.16609
2.0903 | 36.8983 | 4.8544 | 1.7351 | 0.16195
2.0972 | 37.4844 | 4.6968 | 1.6386 | 0.15809
2.1042 | 38.0488 | 4.6339 | 1.5545 | 0.15575
2.1111 | 38.5938 | 4.7776 | 1.5162 | 0.15084
2.1181 | 39.109 | 5.5628 | 1.204 | 0.12278
2.125 | 39.617 | 6.1844 | 1.1752 | 0.11417
2.1319 | 40.1346 | 6.6889 | 1.4327 | 0.13068
2.1389 | 40.6441 | 7.1108 | 1.9 | 0.16653
2.1458 | 41.1189 | 7.1053 | 1.9717 | 0.18445
2.1528 | 41.5572 | 6.7649 | 1.8311 | 0.18358
2.1597 | 41.9519 | 6.5386 | 1.6298 | 0.18448
2.1667 | 42.2827 | 6.4578 | 1.4848 | 0.20606
2.1736 | 42.5528 | 6.9249 | 1.46 | 0.1992
2.1806 | 42.7641 | 7.5798 | 1.6083 | 0.20961
2.1875 | 42.9221 | 8.0936 | 1.9058 | 0.24221
2.1944 | 43.0147 | 8.5019 | 2.2585 | 0.29056
2.2014 | 43.0283 | 8.5523 | 2.4319 | 0.33194
2.2083 | 42.9562 | 8.4622 | 2.463 | 0.35213
2.2153 | 42.779 | 8.3774 | 2.4975 | 0.29175
2.2222 | 42.4916 | 8.2007 | 2.7193 | 0.27439
2.2292 | 42.0913 | 8.0147 | 3.1672 | 0.31445
2.2361 | 41.6069 | 8.1377 | 3.2686 | 0.34477
2.2431 | 41.0939 | 8.5901 | 3.1312 | 0.34021
2.25 | 40.5998 | 8.8978 | 3.124 | 0.33543
2.2569 | 40.1287 | 9.0961 | 3.6575 | 0.38687
2.2639 | 39.6752 | 9.2139 | 4.0959 | 0.47325
2.2708 | 39.2339 | 8.8945 | 4.3748 | 0.53552
2.2778 | 38.7645 | 8.5014 | 4.4819 | 0.56583
2.2847 | 38.2221 | 8.1322 | 4.4616 | 0.58453
2.2917 | 37.5646 | 7.77 | 4.3534 | 0.57732
2.2986 | 36.7741 | 7.6422 | 4.2158 | 0.5478
2.3056 | 35.8657 | 7.6366 | 4.1004 | 0.54473
2.3125 | 34.8865 | 7.351 | 3.9747 | 0.55916
2.3194 | 33.9137 | 7.137 | 3.8204 | 0.53127
2.3264 | 33.0308 | 7.3597 | 3.59 | 0.60856
2.3333 | 32.3108 | 7.2986 | 3.1797 | 0.56984
2.3403 | 31.8083 | 6.8065 | 2.8108 | 0.39481
2.3472 | 31.5576 | 6.2002 | 2.5465 | 0.2867
2.3542 | 31.5633 | 5.6134 | 2.4653 | 0.25037
2.3611 | 31.8061 | 5.1444 | 2.2763 | 0.22566
2.3681 | 32.2433 | 4.7766 | 2.0432 | 0.20064
2.375 | 32.8257 | 4.4968 | 1.8074 | 0.17591
2.3819 | 33.5157 | 4.2936 | 1.5946 | 0.16223
2.3889 | 34.2896 | 4.1578 | 1.4185 | 0.19283
2.3958 | 35.128 | 4.2231 | 1.063 | 0.15822
2.4028 | 36.0059 | 4.2933 | 0.75163 | 0.10293
2.4097 | 36.891 | 4.2824 | 0.61435 | 0.074689
2.4167 | 37.7623 | 4.299 | 0.58009 | 0.072419
2.4236 | 38.595 | 4.3963 | 0.5989 | 0.073826
2.4306 | 39.3856 | 4.5418 | 0.6545 | 0.10465
2.4375 | 40.1643 | 4.7584 | 0.71023 | 0.10903
2.4444 | 40.9438 | 5.06 | 0.7219 | 0.11003
2.4514 | 41.7207 | 5.3953 | 0.75912 | 0.11256
2.4583 | 42.4985 | 5.9893 | 0.86328 | 0.094341
2.4653 | 43.2606 | 6.4191 | 0.99976 | 0.099579
2.4722 | 43.9778 | 6.3836 | 1.0914 | 0.11575
2.4792 | 44.6336 | 6.207 | 1.1678 | 0.15489
2.4861 | 45.2193 | 6.0654 | 1.2803 | 0.16696
2.4931 | 45.7105 | 5.9962 | 1.5544 | 0.14729
2.5 | 46.0825 | 6.0106 | 1.6243 | 0.14757
2.5069 | 46.3369 | 6.1739 | 1.682 | 0.15332
2.5139 | 46.4538 | 6.4151 | 1.9563 | 0.17285
2.5208 | 46.4058 | 6.4891 | 1.8672 | 0.17919
2.5278 | 46.1776 | 6.3814 | 1.7105 | 0.17023
2.5347 | 45.7536 | 6.2924 | 1.7593 | 0.1702
2.5417 | 45.1426 | 6.2066 | 1.8711 | 0.18894
2.5486 | 44.3925 | 6.1134 | 1.7495 | 0.23356
2.5556 | 43.5738 | 6.0204 | 1.5202 | 0.21394
2.5625 | 42.7423 | 6.2399 | 1.3651 | 0.1903
2.5694 | 41.9317 | 6.7941 | 1.3745 | 0.18305
2.5764 | 41.1563 | 7.146 | 1.4667 | 0.18995
2.5833 | 40.4305 | 7.3474 | 1.5219 | 0.19763
2.5903 | 39.7577 | 7.4376 | 1.5546 | 0.1752
2.5972 | 39.1407 | 7.4454 | 1.6103 | 0.15397
2.6042 | 38.5622 | 7.3934 | 1.8462 | 0.1692
2.6111 | 37.9963 | 6.6974 | 2.2026 | 0.20392
2.6181 | 37.4503 | 5.9701 | 2.2766 | 0.22331
2.625 | 36.9327 | 5.3438 | 2.1695 | 0.23921
2.6319 | 36.455 | 4.9369 | 1.5072 | 0.19788
2.6389 | 36.0475 | 4.8266 | 1.0624 | 0.13087
2.6458 | 35.755 | 4.5903 | 0.88698 | 0.11103
2.6528 | 35.6147 | 4.2481 | 0.83673 | 0.10515
2.6597 | 35.6392 | 3.9892 | 0.89065 | 0.10401
2.6667 | 35.8402 | 4.0233 | 0.86091 | 0.10081
2.6736 | 36.2188 | 4.4182 | 0.80209 | 0.093404
2.6806 | 36.7707 | 4.6973 | 0.99602 | 0.098801
2.6875 | 37.4856 | 4.7892 | 1.1333 | 0.10741
2.6944 | 38.3311 | 4.8373 | 1.2236 | 0.11355
2.7014 | 39.2873 | 5.0334 | 1.151 | 0.10936
2.7083 | 40.3383 | 5.2053 | 1.0427 | 0.1024
2.7153 | 41.4466 | 5.3048 | 0.9008 | 0.093612
2.7222 | 42.5375 | 5.4807 | 0.86738 | 0.091275
2.7292 | 43.5294 | 5.656 | 1.1181 | 0.11288
2.7361 | 44.3721 | 5.8122 | 1.4127 | 0.1665
2.7431 | 45.0268 | 5.627 | 1.5862 | 0.18986
2.75 | 45.4746 | 5.2223 | 1.6303 | 0.19975
2.7569 | 45.7218 | 4.8719 | 1.578 | 0.19752
2.7639 | 45.8127 | 4.6946 | 1.4909 | 0.18871
2.7708 | 45.7863 | 4.5513 | 1.4029 | 0.17891
2.7778 | 45.6409 | 4.4408 | 1.3227 | 0.14219
2.7847 | 45.3823 | 4.3705 | 1.2563 | 0.1206
2.7917 | 45.0242 | 4.3763 | 0.9513 | 0.099507
2.7986 | 44.5935 | 4.4638 | 0.79727 | 0.088581
2.8056 | 44.1211 | 4.5504 | 0.77651 | 0.087034
2.8125 | 43.6552 | 4.538 | 0.73549 | 0.086372
2.8194 | 43.2242 | 4.5239 | 0.65239 | 0.083988
2.8264 | 42.8416 | 4.8659 | 0.61681 | 0.080985
2.8333 | 42.5198 | 5.412 | 0.68262 | 0.081267
2.8403 | 42.2517 | 5.8056 | 0.78126 | 0.087248
2.8472 | 42.0145 | 6.0883 | 1.0333 | 0.10161
2.8542 | 41.7769 | 6.2912 | 1.4848 | 0.12977
2.8611 | 41.5232 | 5.7699 | 1.7198 | 0.15226
2.8681 | 41.2518 | 5.254 | 1.7567 | 0.16556
2.875 | 40.9867 | 4.8716 | 1.4924 | 0.15217
2.8819 | 40.7657 | 4.5872 | 1.1537 | 0.12299
2.8889 | 40.6171 | 4.4179 | 0.91487 | 0.10382
2.8958 | 40.5617 | 4.2803 | 0.70576 | 0.10116
2.9028 | 40.6079 | 4.1501 | 0.56804 | 0.10398
2.9097 | 40.744 | 4.0736 | 0.50227 | 0.096631
2.9167 | 40.9377 | 4.2713 | 0.50184 | 0.094618
2.9236 | 41.1409 | 4.9371 | 0.57725 | 0.092322
2.9306 | 41.3311 | 5.4433 | 0.68949 | 0.08368
2.9375 | 41.4972 | 5.8361 | 0.80239 | 0.092188
2.9444 | 41.6384 | 6.1485 | 0.92133 | 0.10689
2.9514 | 41.7488 | 6.4039 | 1.0787 | 0.14299
2.9583 | 41.8126 | 6.6179 | 1.2344 | 0.15907
2.9653 | 41.8367 | 6.8005 | 1.4151 | 0.17715
2.9722 | 41.835 | 6.7328 | 1.4416 | 0.18607
2.9792 | 41.8238 | 6.2733 | 1.3158 | 0.17873
2.9861 | 41.8218 | 5.8879 | 1.1716 | 0.16355
2.9931 | 41.8513 | 5.7407 | 1.0762 | 0.11772
3 | 41.9307 | 5.7591 | 1.0039 | 0.10314
3.0069 | 42.0839 | 5.7691 | 0.98305 | 0.10196
3.0139 | 42.3551 | 5.6627 | 0.96454 | 0.10148
3.0208 | 42.7764 | 5.5217 | 0.91567 | 0.099075
3.0278 | 43.3249 | 5.4637 | 0.88025 | 0.10209
3.0347 | 43.9628 | 5.5418 | 0.87316 | 0.11029
3.0417 | 44.6313 | 5.8109 | 0.9527 | 0.10458
3.0486 | 45.264 | 6.3356 | 1.2176 | 0.11725
3.0556 | 45.8106 | 7.0037 | 1.7723 | 0.15722
3.0625 | 46.2534 | 7.5541 | 2.1349 | 0.19726
3.0694 | 46.6042 | 8.0179 | 2.1851 | 0.21014
3.0764 | 46.8664 | 8.4154 | 2.2426 | 0.21291
3.0833 | 47.0339 | 8.3805 | 2.3746 | 0.22642
3.0903 | 47.0856 | 7.9876 | 2.5353 | 0.24525
3.0972 | 47.017 | 7.7405 | 2.6692 | 0.26875
3.1042 | 46.8208 | 7.5933 | 2.7946 | 0.29489
3.1111 | 46.489 | 7.5254 | 2.7761 | 0.29088
3.1181 | 46.0497 | 8.2636 | 2.8845 | 0.29317
3.125 | 45.5466 | 8.812 | 3.395 | 0.34183
3.1319 | 45.0063 | 9.2151 | 3.8745 | 0.41881
3.1389 | 44.4354 | 8.8285 | 4.2057 | 0.54607
3.1458 | 43.8472 | 8.429 | 3.8007 | 0.55787
3.1528 | 43.2403 | 8.1245 | 3.3502 | 0.46892
3.1597 | 42.6038 | 7.879 | 2.978 | 0.4081
3.1667 | 41.9367 | 7.6688 | 2.7686 | 0.35563
3.1736 | 41.2349 | 7.4784 | 3.0709 | 0.35421
3.1806 | 40.505 | 7.631 | 3.2961 | 0.47084
3.1875 | 39.7403 | 8.1546 | 3.1279 | 0.51672
3.1944 | 38.9656 | 8.495 | 2.9435 | 0.49883
3.2014 | 38.2298 | 8.697 | 2.8598 | 0.4729
3.2083 | 37.5855 | 8.7952 | 2.8399 | 0.40974
3.2153 | 37.0653 | 8.7874 | 2.8381 | 0.31865
3.2222 | 36.6612 | 8.4008 | 2.8049 | 0.30674
3.2292 | 36.3269 | 7.8575 | 2.6433 | 0.30649
3.2361 | 36.0231 | 7.2745 | 2.4144 | 0.28776
3.2431 | 35.7142 | 6.8244 | 2.2348 | 0.2612
3.25 | 35.3916 | 6.5952 | 2.3569 | 0.2484
3.2569 | 35.0688 | 6.4107 | 2.5286 | 0.25365
3.2639 | 34.7566 | 6.239 | 2.5984 | 0.26506
3.2708 | 34.4523 | 6.0906 | 2.6044 | 0.28162
3.2778 | 34.1453 | 5.879 | 2.0741 | 0.24557
3.2847 | 33.8158 | 5.6701 | 1.6224 | 0.18031
3.2917 | 33.4523 | 5.5948 | 1.3169 | 0.13941
3.2986 | 33.0625 | 5.447 | 1.1283 | 0.12025
3.3056 | 32.6524 | 5.2024 | 0.992 | 0.11
3.3125 | 32.2289 | 5.0549 | 0.90768 | 0.10995
3.3194 | 31.7998 | 5.0886 | 0.84863 | 0.1318
3.3264 | 31.371 | 5.18 | 0.83528 | 0.12871
3.3333 | 30.9589 | 5.2969 | 0.8494 | 0.12791
3.3403 | 30.5793 | 5.1522 | 0.84562 | 0.12749
3.3472 | 30.227 | 4.7575 | 0.79562 | 0.1234
3.3542 | 29.9033 | 4.3885 | 0.79061 | 0.11367
3.3611 | 29.6209 | 4.0904 | 0.73072 | 0.095591
3.3681 | 29.4036 | 3.9531 | 0.65387 | 0.091316
3.375 | 29.2746 | 4.2573 | 0.62163 | 0.10324
3.3819 | 29.2329 | 4.6353 | 0.64269 | 0.10349
3.3889 | 29.2668 | 4.8858 | 0.68596 | 0.10633
3.3958 | 29.3829 | 5.0499 | 0.73461 | 0.11023
3.4028 | 29.5781 | 4.7511 | 0.74031 | 0.090831
3.4097 | 29.8389 | 4.2535 | 0.67162 | 0.078367
3.4167 | 30.1539 | 3.9413 | 0.58576 | 0.073171
3.4236 | 30.5235 | 3.896 | 0.53152 | 0.069604
3.4306 | 30.9628 | 3.9509 | 0.52157 | 0.069307
3.4375 | 31.458 | 3.8197 | 0.54056 | 0.07078
3.4444 | 31.9975 | 3.5724 | 0.65935 | 0.076893
3.4514 | 32.5688 | 3.4183 | 0.7476 | 0.083934
3.4583 | 33.1591 | 3.3332 | 0.76308 | 0.089439
3.4653 | 33.7573 | 3.2983 | 0.6236 | 0.092806
3.4722 | 34.3506 | 3.8744 | 0.73474 | 0.10675
3.4792 | 34.9402 | 4.4491 | 0.93049 | 0.098527
3.4861 | 35.5273 | 4.8948 | 1.1404 | 0.10703
3.4931 | 36.1067 | 5.2496 | 1.0828 | 0.10719
3.5 | 36.6932 | 5.5395 | 0.957 | 0.0984
3.5069 | 37.2855 | 5.4034 | 0.90909 | 0.093771
3.5139 | 37.8667 | 5.145 | 0.84983 | 0.090764
3.5208 | 38.4212 | 4.9436 | 0.78503 | 0.087183
3.5278 | 38.9508 | 4.9047 | 0.8039 | 0.088552
3.5347 | 39.4397 | 4.9991 | 0.8643 | 0.10209
3.5417 | 39.86 | 5.205 | 0.88684 | 0.12807
3.5486 | 40.1863 | 5.7052 | 0.9426 | 0.10565
3.5556 | 40.414 | 6.0926 | 1.047 | 0.10795
3.5625 | 40.5394 | 6.3932 | 1.2131 | 0.12024
3.5694 | 40.5895 | 6.6265 | 1.3879 | 0.13318
3.5764 | 40.5768 | 6.5889 | 1.4968 | 0.14934
3.5833 | 40.5245 | 6.3768 | 1.6313 | 0.19515
3.5903 | 40.4497 | 6.3002 | 1.9589 | 0.24643
3.5972 | 40.3355 | 6.1108 | 2.1466 | 0.28222
3.6042 | 40.171 | 5.7525 | 2.1673 | 0.29807
3.6111 | 39.9659 | 5.4115 | 2.101 | 0.29567
3.6181 | 39.734 | 5.148 | 1.9597 | 0.27954
3.625 | 39.5059 | 4.938 | 1.7914 | 0.25606
3.6319 | 39.3167 | 4.7643 | 1.6584 | 0.17008
3.6389 | 39.178 | 4.615 | 1.395 | 0.14175
3.6458 | 39.0989 | 4.6629 | 1.0832 | 0.1174
3.6528 | 39.0874 | 5.2134 | 0.99983 | 0.10703
3.6597 | 39.1404 | 5.6043 | 1.3569 | 0.12995
3.6667 | 39.2609 | 5.883 | 1.6479 | 0.19154
3.6736 | 39.4483 | 6.0849 | 1.889 | 0.24277
3.6806 | 39.7117 | 5.7815 | 2.0323 | 0.27137
3.6875 | 40.0361 | 5.3541 | 1.6756 | 0.19703
3.6944 | 40.3892 | 4.9791 | 1.2391 | 0.14181
3.7014 | 40.748 | 4.7088 | 0.94351 | 0.11679
3.7083 | 41.0936 | 4.5182 | 0.80452 | 0.13126
3.7153 | 41.4051 | 4.3888 | 1.0366 | 0.14482
3.7222 | 41.6628 | 4.3051 | 1.145 | 0.1226
3.7292 | 41.844 | 4.3841 | 1.2099 | 0.12096
3.7361 | 41.9223 | 5.0239 | 1.3343 | 0.12941
3.7431 | 41.896 | 5.5067 | 1.2485 | 0.12737
3.75 | 41.7672 | 5.8715 | 1.3314 | 0.1315
3.7569 | 41.5499 | 5.7722 | 1.5402 | 0.1476
3.7639 | 41.2703 | 5.4403 | 1.7353 | 0.17257
3.7708 | 40.9364 | 5.2985 | 1.6311 | 0.17405
3.7778 | 40.5784 | 5.7131 | 1.3329 | 0.14418
3.7847 | 40.2182 | 6.0114 | 1.2181 | 0.12812
3.7917 | 39.8869 | 6.2213 | 1.2089 | 0.12744
3.7986 | 39.586 | 6.1391 | 1.2511 | 0.13638
3.8056 | 39.2936 | 5.6874 | 1.4238 | 0.15416
3.8125 | 39.0128 | 5.3452 | 1.6512 | 0.17024
3.8194 | 38.7456 | 5.2267 | 1.7512 | 0.17773
3.8264 | 38.4998 | 5.1415 | 1.795 | 0.18083
3.8333 | 38.3016 | 5.0168 | 1.8003 | 0.182
3.8403 | 38.1557 | 4.9283 | 1.7807 | 0.17998
3.8472 | 38.057 | 5.0579 | 1.7758 | 0.18192
3.8542 | 37.9882 | 5.4335 | 1.8338 | 0.20059
3.8611 | 37.9314 | 5.712 | 1.6999 | 0.24207
3.8681 | 37.8785 | 5.4325 | 1.4178 | 0.21882
3.875 | 37.8441 | 5.0936 | 1.1846 | 0.17767
3.8819 | 37.8382 | 5.0492 | 1.0381 | 0.12407
3.8889 | 37.8723 | 5.4395 | 1.0146 | 0.11111
3.8958 | 37.9617 | 5.7343 | 1.1383 | 0.11784
3.9028 | 38.1294 | 5.9633 | 1.4482 | 0.14023
3.9097 | 38.3828 | 5.9413 | 1.7864 | 0.17429
3.9167 | 38.728 | 5.6425 | 1.9704 | 0.19968
3.9236 | 39.1596 | 5.4545 | 2.0412 | 0.21725
3.9306 | 39.6426 | 5.2167 | 2.0411 | 0.2237
3.9375 | 40.1576 | 5.0215 | 1.9932 | 0.21282
3.9444 | 40.6826 | 4.9483 | 1.9332 | 0.20668
3.9514 | 41.188 | 5.1634 | 1.7939 | 0.19442
3.9583 | 41.6463 | 5.4523 | 1.5314 | 0.16999
3.9653 | 42.0359 | 5.5747 | 1.4028 | 0.15583
3.9722 | 42.3433 | 5.5182 | 1.3744 | 0.15693
3.9792 | 42.573 | 5.5023 | 1.3477 | 0.16962
3.9861 | 42.7254 | 5.5324 | 1.3321 | 0.18369
3.9931 | 42.7956 | 5.6246 | 1.2932 | 0.15634
4 | 42.7876 | 5.8661 | 1.2455 | 0.13685
4.0069 | 42.7086 | 6.1584 | 1.2745 | 0.13626
4.0139 | 42.5796 | 6.3857 | 1.3828 | 0.14533
4.0208 | 42.4351 | 6.4793 | 1.6381 | 0.16692
4.0278 | 42.3168 | 6.5256 | 2.1002 | 0.23461
4.0347 | 42.2201 | 6.625 | 2.4355 | 0.34691
4.0417 | 42.1047 | 6.7935 | 2.7063 | 0.41635
4.0486 | 41.9265 | 6.9565 | 2.9429 | 0.47705
4.0556 | 41.648 | 7.0661 | 2.7005 | 0.48651
4.0625 | 41.2661 | 7.064 | 2.4719 | 0.45191
4.0694 | 40.7922 | 7.0694 | 2.331 | 0.41508
4.0764 | 40.2394 | 7.1558 | 2.2601 | 0.39137
4.0833 | 39.6008 | 7.3271 | 2.2545 | 0.3454
4.0903 | 38.8769 | 7.6176 | 2.4887 | 0.30595
4.0972 | 38.0885 | 7.6642 | 2.767 | 0.34589
4.1042 | 37.2714 | 7.4495 | 2.7315 | 0.46403
4.1111 | 36.4827 | 7.2227 | 2.6135 | 0.48564
4.1181 | 35.7779 | 7.1411 | 2.5056 | 0.47332
4.125 | 35.1885 | 7.5566 | 2.4879 | 0.45964
4.1319 | 34.7302 | 7.8248 | 2.5624 | 0.46452
4.1389 | 34.438 | 7.9876 | 2.7375 | 0.40385
4.1458 | 34.3544 | 8.0792 | 2.9265 | 0.39792
4.1528 | 34.5054 | 8.1295 | 3.0986 | 0.43664
4.1597 | 34.8827 | 8.1644 | 3.4861 | 0.55272
4.1667 | 35.4341 | 8.2062 | 3.9061 | 0.74107
4.1736 | 36.0983 | 7.9857 | 4.1814 | 0.89569
4.1806 | 36.8298 | 7.8745 | 4.3406 | 1.0177
4.1875 | 37.5869 | 8.1406 | 4.483 | 1.1153
4.1944 | 38.3305 | 8.4003 | 4.5648 | 1.0048
4.2014 | 39.0183 | 8.5456 | 4.7689 | 0.93138
4.2083 | 39.6306 | 8.2606 | 4.8958 | 0.93802
4.2153 | 40.1547 | 8.0392 | 4.7062 | 0.93245
4.2222 | 40.5942 | 7.9602 | 4.3476 | 0.87281
4.2292 | 40.9506 | 8.037 | 4.0137 | 0.77945
4.2361 | 41.2201 | 8.1007 | 3.7768 | 0.7092
4.2431 | 41.4027 | 8.1093 | 3.6245 | 0.66938
4.25 | 41.4987 | 8.1447 | 3.5288 | 0.6667
4.2569 | 41.5101 | 8.218 | 3.4811 | 0.65614
4.2639 | 41.4442 | 8.3413 | 3.6567 | 0.62184
4.2708 | 41.3124 | 8.5832 | 4.1576 | 0.66951
4.2778 | 41.118 | 9.1589 | 4.6277 | 0.79134
4.2847 | 40.8583 | 9.5968 | 5.0958 | 0.94792
4.2917 | 40.528 | 9.9207 | 5.2257 | 1.0797
4.2986 | 40.1221 | 10.1584 | 5.3063 | 1.1634
4.3056 | 39.6353 | 10.3269 | 5.3865 | 1.231
4.3125 | 39.0819 | 10.4381 | 5.4978 | 1.3423
4.3194 | 38.4703 | 10.3801 | 5.6747 | 1.6137
4.3264 | 37.832 | 10.0275 | 6.0705 | 1.8851
4.3333 | 37.2264 | 9.7026 | 6.2713 | 1.9132
4.3403 | 36.6926 | 9.4607 | 6.3457 | 1.8867
4.3472 | 36.2423 | 9.1971 | 6.2692 | 1.8678
4.3542 | 35.8732 | 8.9212 | 5.8365 | 1.8381
4.3611 | 35.5688 | 8.6673 | 5.3961 | 1.8178
4.3681 | 35.3189 | 8.4528 | 4.9949 | 1.8436
4.375 | 35.1472 | 8.2876 | 4.7385 | 1.7393
4.3819 | 35.1052 | 8.1289 | 4.636 | 1.5688
4.3889 | 35.2365 | 7.9264 | 4.7571 | 1.5686
4.3958 | 35.5483 | 7.7488 | 4.7932 | 1.5835
4.4028 | 35.9913 | 7.6083 | 4.7764 | 1.5917
4.4097 | 36.5078 | 7.5884 | 4.7431 | 1.588
4.4167 | 37.0384 | 7.7632 | 4.3517 | 1.4784
4.4236 | 37.5661 | 8.0433 | 4.0481 | 1.1513
4.4306 | 38.1068 | 8.4397 | 3.9098 | 0.90125
4.4375 | 38.6804 | 8.7286 | 4.0181 | 0.78568
4.4444 | 39.2783 | 8.9436 | 4.5059 | 0.80326
4.4514 | 39.8722 | 9.1143 | 4.9049 | 0.91593
4.4583 | 40.4205 | 8.8812 | 4.8364 | 1.2087
4.4653 | 40.9029 | 8.6279 | 4.5807 | 1.3357
4.4722 | 41.3251 | 8.5328 | 4.3462 | 1.3536
4.4792 | 41.6835 | 8.9438 | 4.3273 | 1.3355
4.4861 | 41.9666 | 9.2731 | 4.7979 | 1.3616
4.4931 | 42.1723 | 9.5363 | 5.212 | 1.282
4.5 | 42.3192 | 9.7443 | 5.4088 | 1.2746
4.5069 | 42.4326 | 9.9079 | 5.4587 | 1.3166
4.5139 | 42.5182 | 10.0373 | 5.4648 | 1.3891
4.5208 | 42.5645 | 10.1408 | 5.503 | 1.4765
4.5278 | 42.5747 | 10.2254 | 5.5884 | 1.6987
4.5347 | 42.56 | 10.1031 | 5.6087 | 1.8533
4.5417 | 42.5317 | 9.7619 | 5.5682 | 1.7123
4.5486 | 42.4706 | 9.5096 | 5.5949 | 1.5854
4.5556 | 42.3703 | 9.4768 | 5.6812 | 1.5127
4.5625 | 42.2287 | 9.6192 | 5.8957 | 1.5044
4.5694 | 42.0513 | 9.8099 | 6.0937 | 1.5446
4.5764 | 41.8531 | 9.9328 | 6.2758 | 1.6888
4.5833 | 41.6643 | 9.6555 | 6.3851 | 1.9005
4.5903 | 41.5049 | 9.3844 | 6.2949 | 1.9699
4.5972 | 41.4044 | 9.2682 | 5.9879 | 1.9812
4.6042 | 41.3759 | 9.3728 | 5.7548 | 1.8774
4.6111 | 41.4213 | 9.3748 | 5.7146 | 1.7668
4.6181 | 41.5156 | 9.2129 | 5.5968 | 1.8068
4.625 | 41.6366 | 8.9186 | 5.3981 | 1.8938
4.6319 | 41.7749 | 8.6479 | 5.311 | 1.7064
4.6389 | 41.9412 | 8.5056 | 5.2941 | 1.5221
4.6458 | 42.1534 | 8.4709 | 5.152 | 1.3839
4.6528 | 42.4225 | 8.4105 | 4.889 | 1.2561
4.6597 | 42.7515 | 8.2821 | 4.5484 | 1.1444
4.6667 | 43.106 | 8.1341 | 4.2218 | 1.0229
4.6736 | 43.4191 | 7.9221 | 3.9715 | 0.88369
4.6806 | 43.6387 | 7.7315 | 3.8731 | 0.78518
4.6875 | 43.7303 | 7.5766 | 3.809 | 0.74037
4.6944 | 43.6763 | 7.4897 | 3.5747 | 0.70585
4.7014 | 43.4914 | 7.5677 | 3.3571 | 0.6552
4.7083 | 43.2018 | 7.6164 | 3.2164 | 0.57557
4.7153 | 42.8279 | 7.4888 | 3.1047 | 0.52055
4.7222 | 42.3733 | 7.2991 | 3.1848 | 0.53849
4.7292 | 41.8335 | 7.1303 | 3.4724 | 0.60667
4.7361 | 41.202 | 6.9764 | 3.5 | 0.6387
4.7431 | 40.503 | 6.8543 | 3.1863 | 0.68775
4.75 | 39.766 | 6.7309 | 2.9026 | 0.68805
4.7569 | 39.0303 | 6.5795 | 2.6788 | 0.63933
4.7639 | 38.3429 | 6.4261 | 2.6539 | 0.59688
4.7708 | 37.7259 | 6.2683 | 2.8801 | 0.47884
4.7778 | 37.1881 | 6.1206 | 3.0043 | 0.44222
4.7847 | 36.7305 | 6.1346 | 2.9923 | 0.43844
4.7917 | 36.3629 | 6.2902 | 2.6625 | 0.40979
4.7986 | 36.1077 | 6.1543 | 2.3987 | 0.40641
4.8056 | 35.9892 | 5.9507 | 2.2039 | 0.43912
4.8125 | 35.9999 | 5.8321 | 2.1004 | 0.42444
4.8194 | 36.109 | 6.0887 | 2.2551 | 0.42607
4.8264 | 36.286 | 6.367 | 2.5651 | 0.46811
4.8333 | 36.5135 | 6.5733 | 2.6653 | 0.5142
4.8403 | 36.798 | 6.5494 | 2.7926 | 0.55308
4.8472 | 37.1542 | 6.245 | 2.9782 | 0.59967
4.8542 | 37.5743 | 6.1083 | 3.0615 | 0.64212
4.8611 | 38.0497 | 6.4505 | 3.1525 | 0.67574
4.8681 | 38.5467 | 6.7365 | 3.2933 | 0.7151
4.875 | 39.0322 | 6.9846 | 3.4594 | 0.76514
4.8819 | 39.473 | 7.2081 | 3.6376 | 0.75224
4.8889 | 39.8346 | 7.1824 | 3.7898 | 0.6933
4.8958 | 40.093 | 7.014 | 3.8779 | 0.67768
4.9028 | 40.2453 | 6.8821 | 3.909 | 0.70681
4.9097 | 40.2924 | 6.7886 | 3.9076 | 0.87831
4.9167 | 40.2369 | 6.7495 | 3.7003 | 0.94187
4.9236 | 40.0877 | 6.8498 | 3.513 | 0.93428
4.9306 | 39.8659 | 7.2136 | 3.269 | 0.88337
4.9375 | 39.565 | 7.6235 | 3.1372 | 0.82036
4.9444 | 39.1851 | 7.9083 | 3.1295 | 0.73946
4.9514 | 38.738 | 7.8017 | 3.1433 | 0.59038
4.9583 | 38.2516 | 7.5264 | 3.1723 | 0.52206
4.9653 | 37.7667 | 7.2416 | 3.1462 | 0.5021
4.9722 | 37.3437 | 7.0142 | 3.0115 | 0.48207
4.9792 | 37.021 | 6.8314 | 2.8457 | 0.45199
4.9861 | 36.8048 | 6.8145 | 2.7109 | 0.42857
4.9931 | 36.6901 | 7.0084 | 2.6759 | 0.47149
5 | 36.6593 | 7.1557 | 2.8835 | 0.56698
5.0069 | 36.7091 | 7.0683 | 3.2665 | 0.5695
5.0139 | 36.8555 | 6.8661 | 3.3517 | 0.62355
5.0208 | 37.1092 | 6.7162 | 3.1562 | 0.72231
5.0278 | 37.4916 | 6.6317 | 2.8945 | 0.71927
5.0347 | 38.0116 | 6.6148 | 2.7042 | 0.67236
5.0417 | 38.6557 | 6.7393 | 2.5909 | 0.51078
5.0486 | 39.3934 | 6.9725 | 2.6098 | 0.41993
5.0556 | 40.1762 | 7.0866 | 2.8001 | 0.41216
5.0625 | 40.9337 | 7.1782 | 3.1599 | 0.46591
5.0694 | 41.5947 | 7.306 | 3.3903 | 0.55786
5.0764 | 42.1226 | 7.4374 | 3.3917 | 0.73279
5.0833 | 42.4974 | 7.6698 | 3.3902 | 0.81332
5.0903 | 42.7076 | 8.0748 | 3.43 | 0.81554
5.0972 | 42.7513 | 8.3093 | 3.5039 | 0.71254
5.1042 | 42.6173 | 8.3878 | 3.6167 | 0.66246
5.1111 | 42.3125 | 8.4317 | 3.8691 | 0.68455
5.1181 | 41.8741 | 8.4814 | 4.3528 | 0.79605
5.125 | 41.3553 | 8.5294 | 4.7158 | 0.98335
5.1319 | 40.8048 | 8.5836 | 4.9931 | 1.1638
5.1389 | 40.2449 | 8.7901 | 5.2314 | 1.4252
5.1458 | 39.6772 | 9.2417 | 5.1611 | 1.6368
5.1528 | 39.1003 | 9.5091 | 5.0693 | 1.7525
5.1597 | 38.5341 | 9.7184 | 5.0444 | 1.6995
5.1667 | 37.9983 | 9.7545 | 5.09 | 1.5359
5.1736 | 37.4743 | 9.4997 | 5.1209 | 1.4313
5.1806 | 36.9405 | 9.2285 | 5.0345 | 1.3645
5.1875 | 36.3918 | 9.0355 | 4.8941 | 1.3332
5.1944 | 35.8359 | 8.8355 | 4.7434 | 1.3551
5.2014 | 35.2658 | 8.7268 | 4.5971 | 1.3051
5.2083 | 34.6898 | 8.9068 | 4.5166 | 1.2087
5.2153 | 34.1386 | 8.7928 | 4.5058 | 1.1529
5.2222 | 33.6604 | 8.4918 | 4.3951 | 1.1187
5.2292 | 33.3183 | 8.1692 | 4.2331 | 1.0633
5.2361 | 33.1494 | 7.8826 | 4.0997 | 0.99685
5.2431 | 33.1514 | 7.6368 | 3.9287 | 0.93924
5.25 | 33.3207 | 7.4295 | 3.7572 | 0.86822
5.2569 | 33.6248 | 7.3059 | 3.6227 | 0.7786
5.2639 | 33.9972 | 7.2845 | 3.4682 | 0.70029
5.2708 | 34.3757 | 7.423 | 3.3656 | 0.64078
5.2778 | 34.7155 | 7.4629 | 3.3383 | 0.60085
5.2847 | 34.9829 | 7.4342 | 3.4092 | 0.59932
5.2917 | 35.1666 | 7.4925 | 3.7661 | 0.67645
5.2986 | 35.2838 | 7.8989 | 4.0832 | 0.75667
5.3056 | 35.3648 | 8.2079 | 4.3225 | 0.82607
5.3125 | 35.435 | 8.4463 | 4.4723 | 0.91541
5.3194 | 35.5254 | 8.6349 | 4.4336 | 0.99481
5.3264 | 35.6706 | 8.5153 | 4.3415 | 0.98972
5.3333 | 35.8838 | 8.1625 | 4.2025 | 0.94911
5.3403 | 36.2018 | 7.8835 | 3.9946 | 0.89878
5.3472 | 36.6548 | 7.6946 | 3.7978 | 0.83322
5.3542 | 37.2478 | 7.5739 | 3.6904 | 0.78357
5.3611 | 37.9679 | 7.5082 | 3.5796 | 0.7475
5.3681 | 38.7685 | 7.4886 | 3.4155 | 0.66951
5.375 | 39.587 | 7.5689 | 3.3088 | 0.60142
5.3819 | 40.3665 | 7.9472 | 3.2955 | 0.56656
5.3889 | 41.0491 | 8.5023 | 3.4051 | 0.56529
5.3958 | 41.6002 | 8.9471 | 3.6046 | 0.60395
5.4028 | 42.0073 | 9.3107 | 3.8443 | 0.67205
5.4097 | 42.2728 | 9.6132 | 4.0961 | 0.75879
5.4167 | 42.4012 | 9.8675 | 4.3442 | 0.89365
5.4236 | 42.3911 | 9.6891 | 4.5247 | 1.0101
5.4306 | 42.2607 | 9.4002 | 4.5938 | 1.0344
5.4375 | 42.0437 | 9.1767 | 4.5804 | 1.0391
5.4444 | 41.7918 | 9.0121 | 4.5284 | 1.0317
5.4514 | 41.5495 | 8.8817 | 4.5538 | 1.0303
5.4583 | 41.3304 | 8.771 | 4.9251 | 1.1233
5.4653 | 41.1381 | 8.7252 | 5.1739 | 1.2602
5.4722 | 40.9579 | 8.6951 | 5.3434 | 1.3427
5.4792 | 40.7802 | 8.657 | 5.4568 | 1.4178
5.4861 | 40.6033 | 8.7396 | 5.5451 | 1.683
5.4931 | 40.4244 | 8.9136 | 5.3441 | 1.8319
5.5 | 40.2366 | 9.0593 | 5.1421 | 1.879
5.5069 | 40.0277 | 9.2466 | 5.1032 | 1.882
5.5139 | 39.7939 | 9.2103 | 5.4126 | 1.921
5.5208 | 39.5385 | 9.0473 | 5.61 | 1.9911
5.5278 | 39.2916 | 8.9315 | 5.7183 | 1.8554
5.5347 | 39.1008 | 8.8801 | 5.7762 | 1.7371
5.5417 | 39.0137 | 8.6875 | 5.6369 | 1.6391
5.5486 | 39.0583 | 8.4142 | 5.2385 | 1.5138
5.5556 | 39.2443 | 8.1682 | 4.8766 | 1.3533
5.5625 | 39.5796 | 7.961 | 4.5756 | 1.2113
5.5694 | 40.0528 | 7.8116 | 4.2702 | 1.1714
5.5764 | 40.633 | 7.7085 | 4.0076 | 1.1079
5.5833 | 41.299 | 7.5832 | 3.7899 | 0.89777
5.5903 | 42.0017 | 7.4657 | 3.5653 | 0.73254
5.5972 | 42.7091 | 7.3804 | 3.362 | 0.62286
5.6042 | 43.3913 | 7.3494 | 3.2466 | 0.55455
5.6111 | 43.9938 | 7.4005 | 3.2655 | 0.53202
5.6181 | 44.4719 | 7.9212 | 3.6572 | 0.71975
5.625 | 44.8247 | 8.335 | 4.05 | 0.88302
5.6319 | 45.0717 | 8.6642 | 4.4229 | 1.0445
5.6389 | 45.2144 | 8.9023 | 4.7627 | 1.2093
5.6458 | 45.2339 | 8.6238 | 4.6284 | 1.277
5.6528 | 45.1032 | 8.3596 | 4.4593 | 1.0919
5.6597 | 44.8114 | 8.3047 | 4.6558 | 0.99514
5.6667 | 44.37 | 8.6895 | 4.8715 | 0.98753
5.6736 | 43.8114 | 8.957 | 4.8959 | 1.0057
5.6806 | 43.15 | 9.1308 | 4.7186 | 0.99813
5.6875 | 42.3994 | 8.7694 | 4.5255 | 0.97262
5.6944 | 41.5947 | 8.3481 | 4.3424 | 0.91321
5.7014 | 40.7992 | 7.985 | 4.5529 | 0.89624
5.7083 | 40.0771 | 7.772 | 4.6396 | 0.91927
5.7153 | 39.4818 | 7.8415 | 4.6874 | 0.93231
5.7222 | 39.0294 | 7.9999 | 4.7488 | 0.94687
5.7292 | 38.7093 | 8.1155 | 4.5046 | 0.94367
5.7361 | 38.4917 | 8.165 | 4.1883 | 0.904
5.7431 | 38.3495 | 8.1691 | 3.9453 | 0.85984
5.75 | 38.2822 | 8.143 | 3.7653 | 0.83048
5.7569 | 38.2923 | 7.7135 | 3.6569 | 0.77473
5.7639 | 38.41 | 7.1852 | 3.8615 | 0.73384
5.7708 | 38.6599 | 6.7724 | 3.899 | 0.70945
5.7778 | 39.0303 | 6.6985 | 3.7401 | 0.68027
5.7847 | 39.4949 | 6.9728 | 3.3642 | 0.61745
5.7917 | 40.0225 | 7.1807 | 3.0896 | 0.53059
5.7986 | 40.6056 | 7.1888 | 2.9261 | 0.46175
5.8056 | 41.2443 | 6.9778 | 2.8615 | 0.42696
5.8125 | 41.922 | 6.7876 | 2.7969 | 0.40796
5.8194 | 42.6142 | 6.8171 | 2.7267 | 0.39448
5.8264 | 43.2744 | 7.1632 | 2.8632 | 0.41461
5.8333 | 43.867 | 7.4567 | 3.2545 | 0.46133
5.8403 | 44.3553 | 7.7145 | 3.6028 | 0.52476
5.8472 | 44.7017 | 7.9481 | 3.9157 | 0.59447
5.8542 | 44.8767 | 7.8273 | 3.9886 | 0.64949
5.8611 | 44.8507 | 7.5453 | 3.8868 | 0.66631
5.8681 | 44.5897 | 7.3374 | 3.915 | 0.68359
5.875 | 44.0959 | 7.2414 | 4.0233 | 0.76894
5.8819 | 43.4196 | 7.4663 | 4.1239 | 0.94418
5.8889 | 42.6447 | 7.913 | 4.2824 | 1.0649
5.8958 | 41.8461 | 8.2458 | 4.4927 | 1.0597
5.9028 | 41.0659 | 8.029 | 4.656 | 1.0156
5.9097 | 40.3567 | 7.7219 | 4.2898 | 0.98809
5.9167 | 39.764 | 7.4967 | 3.8984 | 1.0014
5.9236 | 39.3141 | 7.4455 | 3.5888 | 1.0014
5.9306 | 39.0303 | 7.4487 | 3.4255 | 0.8606
5.9375 | 38.9225 | 7.2503 | 3.6962 | 0.78265
5.9444 | 38.985 | 7.0349 | 3.8414 | 0.84597
5.9514 | 39.2106 | 6.8708 | 3.9003 | 0.85821
5.9583 | 39.5819 | 6.7538 | 3.8283 | 0.77017
5.9653 | 40.0358 | 6.8102 | 3.6328 | 0.6915
5.9722 | 40.5155 | 7.0473 | 3.5845 | 0.66815
5.9792 | 40.9956 | 7.2195 | 3.6589 | 0.81386
5.9861 | 41.4563 | 7.2718 | 3.7581 | 0.90442
5.9931 | 41.8858 | 7.2748 | 3.616 | 0.94261
6 | 42.2844 | 7.2537 | 3.3965 | 0.72543
6.0069 | 42.6748 | 7.2425 | 3.2131 | 0.59333
6.0139 | 43.0773 | 7.2669 | 3.0761 | 0.52113
6.0208 | 43.4913 | 7.3184 | 3.033 | 0.49344
6.0278 | 43.9053 | 7.3969 | 3.3641 | 0.5177
6.0347 | 44.313 | 7.5848 | 3.7082 | 0.5886
6.0417 | 44.69 | 8.0429 | 4.0414 | 0.67957
6.0486 | 45.0033 | 8.6532 | 4.4196 | 0.79181
6.0556 | 45.2166 | 9.1543 | 4.8341 | 0.95757
6.0625 | 45.2971 | 9.5772 | 5.2537 | 1.2336
6.0694 | 45.2325 | 9.9458 | 5.6622 | 1.5569
6.0764 | 45.0389 | 10.2756 | 6.0522 | 1.8556
6.0833 | 44.7347 | 10.5745 | 6.4206 | 2.144
6.0903 | 44.3422 | 10.8463 | 6.7662 | 2.4271
6.0972 | 43.8723 | 11.093 | 7.0887 | 2.7056
6.1042 | 43.3298 | 11.0428 | 7.097 | 2.9402
6.1111 | 42.7291 | 10.8918 | 6.993 | 2.8349
6.1181 | 42.1072 | 10.8163 | 7.0152 | 2.701
6.125 | 41.4946 | 10.9011 | 7.258 | 2.6498
6.1319 | 40.9167 | 10.8793 | 7.4436 | 2.6827
6.1389 | 40.387 | 10.6327 | 7.5428 | 2.825
6.1458 | 39.9075 | 10.402 | 7.5554 | 2.9601
6.1528 | 39.4887 | 10.3379 | 7.5297 | 2.9445
6.1597 | 39.1337 | 10.471 | 7.5225 | 2.9156
6.1667 | 38.8418 | 10.7873 | 7.5768 | 2.9026
6.1736 | 38.593 | 10.9993 | 7.6819 | 2.9154
6.1806 | 38.3566 | 11.1365 | 7.8016 | 2.9528
6.1875 | 38.1189 | 11.2216 | 7.9162 | 3.0078
6.1944 | 37.874 | 11.2712 | 8.0164 | 3.1096
6.2014 | 37.6247 | 11.0108 | 8.058 | 3.1896
6.2083 | 37.3728 | 10.5766 | 7.9965 | 3.2208
6.2153 | 37.1184 | 10.1909 | 7.8468 | 3.2065
6.2222 | 36.8594 | 9.8745 | 7.6476 | 3.1517
6.2292 | 36.6008 | 9.6249 | 7.4295 | 3.0607
6.2361 | 36.3541 | 9.4257 | 6.9928 | 2.912
6.2431 | 36.1395 | 9.2913 | 6.468 | 2.688
6.25 | 35.9804 | 9.2204 | 5.98 | 2.4107
6.2569 | 35.914 | 9.3074 | 5.6374 | 2.1247
6.2639 | 35.9588 | 9.2917 | 5.4089 | 1.8789
6.2708 | 36.1176 | 9.1002 | 5.184 | 1.6782
6.2778 | 36.3797 | 8.8539 | 4.9516 | 1.4829
6.2847 | 36.737 | 8.6125 | 4.7415 | 1.3155
6.2917 | 37.1789 | 8.4114 | 4.5669 | 1.1763
6.2986 | 37.6968 | 8.3605 | 4.4654 | 1.0697
6.3056 | 38.2919 | 8.6813 | 4.5916 | 1.018
6.3125 | 38.9458 | 9.0237 | 4.8659 | 1.0933
6.3194 | 39.6321 | 9.2941 | 4.9282 | 1.1939
6.3264 | 40.339 | 9.5236 | 4.9079 | 1.2092
6.3333 | 41.0535 | 9.4048 | 4.8369 | 1.1872
6.3403 | 41.7661 | 9.0857 | 4.7277 | 1.1541
6.3472 | 42.4527 | 8.8903 | 4.5863 | 1.1895
6.3542 | 43.0943 | 8.7919 | 4.4494 | 1.3105
6.3611 | 43.6922 | 8.7667 | 4.3803 | 1.3574
6.3681 | 44.2526 | 8.7944 | 4.7811 | 1.4301
6.375 | 44.7643 | 8.8782 | 5.0848 | 1.5541
6.3819 | 45.2302 | 9.0462 | 5.3371 | 1.573
6.3889 | 45.6618 | 9.5528 | 5.2991 | 1.5628
6.3958 | 46.0556 | 10.1422 | 5.2419 | 1.5218
6.4028 | 46.3953 | 10.6049 | 5.3144 | 1.4603
6.4097 | 46.6724 | 10.9682 | 5.5522 | 1.4351
6.4167 | 46.868 | 11.0071 | 5.8588 | 1.4704
6.4236 | 46.9663 | 10.7752 | 6.1639 | 1.5626
6.4306 | 46.952 | 10.542 | 6.5526 | 1.699
6.4375 | 46.8181 | 10.3861 | 6.79 | 1.8746
6.4444 | 46.5445 | 10.3572 | 6.8228 | 2.0784
6.4514 | 46.1203 | 10.6561 | 6.8084 | 2.4231
6.4583 | 45.5327 | 11.0811 | 6.7281 | 2.6258
6.4653 | 44.7891 | 11.3884 | 6.6619 | 2.5483
6.4722 | 43.9188 | 11.5902 | 6.6973 | 2.4675
6.4792 | 42.9513 | 11.6972 | 6.8483 | 2.4364
6.4861 | 41.9244 | 11.7229 | 7.3068 | 2.5487
6.4931 | 40.8606 | 11.3306 | 7.6006 | 2.9001
6.5 | 39.7812 | 10.8474 | 7.7059 | 3.1891
6.5069 | 38.7147 | 10.3892 | 7.3876 | 3.3591
6.5139 | 37.6847 | 9.9982 | 6.8325 | 3.1325
6.5208 | 36.7325 | 9.7032 | 6.3136 | 2.7924
6.5278 | 35.8778 | 9.6271 | 5.9035 | 2.4272
6.5347 | 35.1079 | 9.7145 | 5.6541 | 2.1059
6.5417 | 34.4067 | 9.6746 | 5.4815 | 1.8528
6.5486 | 33.7777 | 9.5405 | 5.3301 | 1.6704
6.5556 | 33.2244 | 8.9812 | 5.1929 | 1.6669
6.5625 | 32.7413 | 8.3184 | 5.292 | 1.7471
6.5694 | 32.326 | 7.9048 | 5.2323 | 1.6061
6.5764 | 31.9744 | 7.8873 | 4.9523 | 1.3792
6.5833 | 31.6847 | 7.8005 | 4.4661 | 1.1597
6.5903 | 31.4545 | 7.6628 | 4.0227 | 0.9435
6.5972 | 31.2855 | 7.4904 | 3.6607 | 0.80418
6.6042 | 31.1733 | 7.2991 | 3.4016 | 0.8337
6.6111 | 31.1137 | 7.1041 | 3.1437 | 0.79185
6.6181 | 31.0903 | 6.9125 | 2.8863 | 0.63902
6.625 | 31.0953 | 6.7248 | 2.6579 | 0.45453
6.6319 | 31.1326 | 6.5415 | 2.4539 | 0.35744
6.6389 | 31.2011 | 6.3662 | 2.2827 | 0.31417
6.6458 | 31.3017 | 6.2035 | 2.1558 | 0.3063
6.6528 | 31.4573 | 5.9259 | 2.0767 | 0.36415
6.6597 | 31.6916 | 5.3765 | 1.9926 | 0.3657
6.6667 | 32.0245 | 4.847 | 2.0693 | 0.3477
6.6736 | 32.4653 | 4.4332 | 2.013 | 0.28438
6.6806 | 33.0103 | 4.128 | 1.8903 | 0.2442
6.6875 | 33.6478 | 3.9087 | 1.7452 | 0.21729
6.6944 | 34.3846 | 3.8612 | 1.6168 | 0.19679
6.7014 | 35.2111 | 4.307 | 1.2978 | 0.1653
6.7083 | 36.1021 | 4.6592 | 1.0889 | 0.13897
6.7153 | 37.0418 | 4.9483 | 1.0392 | 0.12909
6.7222 | 37.999 | 4.8304 | 1.0244 | 0.13074
6.7292 | 38.9256 | 4.5944 | 1.0013 | 0.13732
6.7361 | 39.7928 | 4.4378 | 1.0321 | 0.16311
6.7431 | 40.5984 | 4.3666 | 1.0868 | 0.1549
6.75 | 41.3319 | 4.3577 | 0.9824 | 0.15183
6.7569 | 41.9819 | 4.3936 | 0.90173 | 0.16313
6.7639 | 42.5577 | 4.5421 | 0.88342 | 0.14769
6.7708 | 43.0464 | 4.9888 | 0.95777 | 0.1254
6.7778 | 43.4383 | 5.5554 | 1.1938 | 0.13758
6.7847 | 43.7463 | 6.0131 | 1.694 | 0.18096
6.7917 | 43.9663 | 6.3892 | 2.1251 | 0.23862
6.7986 | 44.0947 | 6.6266 | 2.4964 | 0.31472
6.8056 | 44.1211 | 6.9131 | 2.8248 | 0.41887
6.8125 | 44.0341 | 7.1567 | 3.1256 | 0.46286
6.8194 | 43.8271 | 7.3628 | 3.3995 | 0.479
6.8264 | 43.5136 | 7.5346 | 3.6467 | 0.51945
6.8333 | 43.1184 | 7.3731 | 3.8285 | 0.5785
6.8403 | 42.6324 | 7.2013 | 3.9263 | 0.69555
6.8472 | 42.1641 | 7.4427 | 4.0145 | 0.8617
6.8542 | 41.7495 | 7.5147 | 4.1167 | 0.91665
6.8611 | 41.3948 | 7.184 | 4.1589 | 0.81556
6.8681 | 41.095 | 6.8422 | 3.8447 | 0.72711
6.875 | 40.8433 | 6.5808 | 3.3941 | 0.62117
6.8819 | 40.6346 | 6.3761 | 2.9836 | 0.5109
6.8889 | 40.4667 | 6.3098 | 2.6418 | 0.41845
6.8958 | 40.339 | 6.5645 | 2.4313 | 0.35733
6.9028 | 40.2511 | 6.562 | 2.3374 | 0.39272
6.9097 | 40.2033 | 6.3873 | 2.3213 | 0.44061
6.9167 | 40.1961 | 6.2205 | 2.2938 | 0.45133
6.9236 | 40.2302 | 6.1142 | 2.2003 | 0.44209
6.9306 | 40.3069 | 6.1068 | 2.0592 | 0.41713
6.9375 | 40.4274 | 6.2141 | 1.9777 | 0.39099
6.9444 | 40.5929 | 6.2157 | 1.9363 | 0.37405
6.9514 | 40.8043 | 6.1248 | 1.9171 | 0.36504
6.9583 | 41.0628 | 6.064 | 1.977 | 0.36757
6.9653 | 41.3694 | 6.0412 | 1.9691 | 0.32903
6.9722 | 41.7252 | 6.0489 | 1.8978 | 0.27048
6.9792 | 42.131 | 6.2707 | 1.8828 | 0.24844
6.9861 | 42.5877 | 6.8655 | 1.9756 | 0.25133
6.9931 | 43.0967 | 7.3432 | 2.2263 | 0.27878
7 | 43.6595 | 7.7405 | 2.8767 | 0.35746

## PE
PE
Time | Total ammonia (NHx) (Pipe2) | Total suspended solids (TSS) (Pipe2) | Total chemical oxygen demand (Pipe2) | Flow rate (Pipe2)
d | g N/m3 | g TSS/m3 | g COD/m3 | m3/d
0 | 37.4914 | 74.8293 | 272.2449 | 23473.0581
0.0069444 | 37.4914 | 74.8293 | 272.2449 | 23473.0581
0.013889 | 37.3567 | 74.8293 | 272.2449 | 23654.3874
0.020833 | 37.2252 | 74.8293 | 272.2449 | 23835.3256
0.027778 | 37.0988 | 74.8293 | 272.2449 | 24015.6769
0.034722 | 36.9796 | 74.8293 | 272.2449 | 24195.0502
0.041667 | 36.8699 | 74.8293 | 272.2449 | 24373.152
0.048611 | 36.772 | 74.8293 | 272.2449 | 24549.5912
0.055556 | 36.6881 | 74.8293 | 272.2449 | 24724.0743
0.0625 | 36.6194 | 74.8293 | 272.2449 | 24896.3078
0.069444 | 36.5672 | 74.8293 | 272.2449 | 25066.0963
0.076389 | 36.5325 | 74.8293 | 272.2449 | 25232.8528
0.083333 | 36.5163 | 74.8293 | 272.2449 | 25396.5774
0.090278 | 36.5193 | 74.8293 | 272.2449 | 25556.781
0.097222 | 36.5423 | 74.8293 | 272.2449 | 25713.268
0.10417 | 36.5846 | 74.8293 | 272.2449 | 25865.7451
0.11111 | 36.6445 | 74.8293 | 272.2449 | 26013.9188
0.11806 | 36.7202 | 74.8293 | 272.2449 | 26157.5935
0.125 | 36.8092 | 74.8293 | 272.2449 | 26296.3779
0.13194 | 36.9081 | 74.8293 | 272.2449 | 26430.1744
0.13889 | 37.0127 | 74.8293 | 272.2449 | 26558.6894
0.14583 | 37.1175 | 74.8293 | 272.2449 | 26681.6295
0.15278 | 37.2173 | 74.8293 | 272.2449 | 26798.897
0.15972 | 37.3087 | 74.8293 | 272.2449 | 26910.1984
0.16667 | 37.3974 | 74.8293 | 272.2449 | 27015.3381
0.17361 | 37.516 | 74.8293 | 272.2449 | 27114.2184
0.18056 | 37.7386 | 74.8293 | 272.2449 | 27206.6436
0.1875 | 38.3722 | 74.8293 | 272.2449 | 27292.418
0.19444 | 39.0992 | 74.8293 | 272.2449 | 27371.3462
0.20139 | 39.8775 | 74.8293 | 272.2449 | 27443.428
0.20833 | 40.6564 | 74.8293 | 272.2449 | 27508.468
0.21528 | 41.4031 | 74.8293 | 272.2449 | 27566.2704
0.22222 | 42.1109 | 74.8293 | 272.2449 | 27616.9331
0.22917 | 42.7723 | 74.8293 | 272.2449 | 27660.3582
0.23611 | 43.3604 | 74.8293 | 272.2449 | 27696.2524
0.24306 | 43.8425 | 74.8293 | 272.2449 | 27724.8113
0.25 | 44.1682 | 74.8293 | 272.2449 | 27745.9371
0.25694 | 44.3021 | 74.8293 | 272.2449 | 27759.5319
0.26389 | 44.2209 | 74.8293 | 272.2449 | 27765.5958
0.27083 | 43.916 | 74.8293 | 272.2449 | 27764.2265
0.27778 | 43.3965 | 74.8293 | 272.2449 | 27755.4241
0.28472 | 42.6651 | 74.8293 | 272.2449 | 27739.0908
0.29167 | 41.7375 | 74.8293 | 272.2449 | 27715.5199
0.29861 | 40.6498 | 74.8293 | 272.2449 | 27684.5159
0.30556 | 39.452 | 74.8293 | 272.2449 | 27646.2744
0.3125 | 38.2035 | 74.8293 | 272.2449 | 27600.8931
0.31944 | 36.9455 | 74.8293 | 272.2449 | 27548.47
0.32639 | 35.7246 | 74.8293 | 272.2449 | 27489.1027
0.33333 | 34.5706 | 74.8293 | 272.2449 | 27422.9869
0.34028 | 33.5087 | 74.8293 | 272.2449 | 27350.1226
0.34722 | 32.5589 | 74.8293 | 272.2449 | 27270.8033
0.35417 | 31.7385 | 74.8293 | 272.2449 | 27185.1266
0.36111 | 31.0822 | 74.8293 | 272.2449 | 27093.2883
0.36806 | 30.6126 | 74.8293 | 272.2449 | 26995.4838
0.375 | 30.3587 | 74.8293 | 272.2449 | 26891.909
0.38194 | 30.3269 | 74.8293 | 272.2449 | 26782.7593
0.38889 | 30.5235 | 74.8293 | 272.2449 | 26668.3281
0.39583 | 30.9224 | 74.8293 | 272.2449 | 26548.7133
0.40278 | 31.4643 | 74.8293 | 272.2449 | 26424.3061
0.40972 | 32.084 | 74.8293 | 272.2449 | 26295.3021
0.41667 | 32.7383 | 74.8293 | 272.2449 | 26161.9947
0.42361 | 33.409 | 74.8293 | 272.2449 | 26024.5795
0.43056 | 34.0937 | 74.8293 | 272.2449 | 25883.3499
0.4375 | 34.7865 | 74.8293 | 272.2449 | 25738.5994
0.44444 | 35.4857 | 74.8293 | 272.2449 | 25590.6213
0.45139 | 36.1919 | 74.8293 | 272.2449 | 25439.8069
0.45833 | 36.908 | 74.8293 | 272.2449 | 25286.254
0.46528 | 37.6323 | 74.8293 | 272.2449 | 25130.4516
0.47222 | 38.3517 | 74.8293 | 272.2449 | 24972.6931
0.47917 | 39.0444 | 74.8293 | 272.2449 | 24813.1741
0.48611 | 39.6913 | 74.8293 | 272.2449 | 24652.2858
0.49306 | 40.2666 | 74.8293 | 272.2449 | 24490.3217
0.5 | 40.7613 | 74.8293 | 272.2449 | 24327.673
0.50694 | 41.1908 | 74.8293 | 272.2449 | 24164.633
0.51389 | 41.5533 | 74.8293 | 272.2449 | 24001.4953
0.52083 | 41.8409 | 74.8293 | 272.2449 | 23838.5531
0.52778 | 42.0583 | 74.8293 | 272.2449 | 23676.2956
0.53472 | 42.2179 | 74.8293 | 272.2449 | 23514.8205
0.54167 | 42.3519 | 74.8293 | 272.2449 | 23354.5191
0.54861 | 42.4829 | 74.8293 | 272.2449 | 23195.8804
0.55556 | 42.6096 | 74.8293 | 272.2449 | 23039.0021
0.5625 | 42.7337 | 74.8293 | 272.2449 | 22884.2755
0.56944 | 42.8645 | 74.8293 | 272.2449 | 22731.9941
0.57639 | 43.0119 | 74.8293 | 272.2449 | 22582.4511
0.58333 | 43.169 | 74.8293 | 272.2449 | 22436.0379
0.59028 | 43.3129 | 74.8293 | 272.2449 | 22292.9501
0.59722 | 43.4355 | 74.8293 | 272.2449 | 22153.3832
0.60417 | 43.5511 | 74.8293 | 272.2449 | 22017.8263
0.61111 | 43.666 | 74.8293 | 272.2449 | 21886.475
0.61806 | 43.753 | 74.8293 | 272.2449 | 21759.5248
0.625 | 43.7738 | 74.8293 | 272.2449 | 21637.2693
0.63194 | 43.7162 | 74.8293 | 272.2449 | 21519.904
0.63889 | 43.5708 | 74.8293 | 272.2449 | 21407.8202
0.64583 | 43.3243 | 74.8293 | 272.2449 | 21301.0178
0.65278 | 42.9776 | 74.8293 | 272.2449 | 21199.888
0.65972 | 42.5507 | 74.8293 | 272.2449 | 21104.5287
0.66667 | 42.0575 | 74.8293 | 272.2449 | 21015.2333
0.67361 | 41.5263 | 74.8293 | 272.2449 | 20932.0017
0.68056 | 40.991 | 74.8293 | 272.2449 | 20855.2253
0.6875 | 40.477 | 74.8293 | 272.2449 | 20784.9039
0.69444 | 39.9994 | 74.8293 | 272.2449 | 20721.2332
0.70139 | 39.5727 | 74.8293 | 272.2449 | 20664.3111
0.70833 | 39.2125 | 74.8293 | 272.2449 | 20614.333
0.71528 | 38.8936 | 74.8293 | 272.2449 | 20571.3969
0.72222 | 38.5935 | 74.8293 | 272.2449 | 20535.5027
0.72917 | 38.2785 | 74.8293 | 272.2449 | 20506.7482
0.73611 | 37.9353 | 74.8293 | 272.2449 | 20485.2312
0.74306 | 37.5598 | 74.8293 | 272.2449 | 20470.9517
0.75 | 37.1655 | 74.8293 | 272.2449 | 20464.1054
0.75694 | 36.7859 | 74.8293 | 272.2449 | 20464.4967
0.76389 | 36.4433 | 74.8293 | 272.2449 | 20472.2232
0.77083 | 36.1658 | 74.8293 | 272.2449 | 20487.2851
0.77778 | 35.9867 | 74.8293 | 272.2449 | 20509.6823
0.78472 | 35.9218 | 74.8293 | 272.2449 | 20539.4148
0.79167 | 35.9526 | 74.8293 | 272.2449 | 20576.2871
0.79861 | 36.0283 | 74.8293 | 272.2449 | 20620.2991
0.80556 | 36.1058 | 74.8293 | 272.2449 | 20671.4508
0.8125 | 36.1508 | 74.8293 | 272.2449 | 20729.5466
0.81944 | 36.1111 | 74.8293 | 272.2449 | 20794.5865
0.82639 | 35.9537 | 74.8293 | 272.2449 | 20866.375
0.83333 | 35.669 | 74.8293 | 272.2449 | 20944.8141
0.84028 | 35.275 | 74.8293 | 272.2449 | 21029.7083
0.84722 | 34.8024 | 74.8293 | 272.2449 | 21120.9598
0.85417 | 34.3095 | 74.8293 | 272.2449 | 21218.373
0.86111 | 33.8405 | 74.8293 | 272.2449 | 21321.8501
0.86806 | 33.4042 | 74.8293 | 272.2449 | 21430.9998
0.875 | 33.0129 | 74.8293 | 272.2449 | 21545.8222
0.88194 | 32.6687 | 74.8293 | 272.2449 | 21666.0238
0.88889 | 32.3754 | 74.8293 | 272.2449 | 21791.3113
0.89583 | 32.144 | 74.8293 | 272.2449 | 21921.5867
0.90278 | 31.9905 | 74.8293 | 272.2449 | 22056.459
0.90972 | 31.907 | 74.8293 | 272.2449 | 22195.8303
0.91667 | 31.8841 | 74.8293 | 272.2449 | 22339.3094
0.92361 | 31.9433 | 74.8293 | 272.2449 | 22486.6028
0.93056 | 32.1006 | 74.8293 | 272.2449 | 22637.6128
0.9375 | 32.33 | 74.8293 | 272.2449 | 22791.9482
0.94444 | 32.6097 | 74.8293 | 272.2449 | 22949.3155
0.95139 | 32.932 | 74.8293 | 272.2449 | 23109.3235
0.95833 | 33.293 | 74.8293 | 272.2449 | 23271.8744
0.96528 | 33.6999 | 74.8293 | 272.2449 | 23436.4792
0.97222 | 34.1588 | 74.8293 | 272.2449 | 23602.9423
0.97917 | 34.6683 | 74.8293 | 272.2449 | 23770.8725
0.98611 | 35.2185 | 74.8293 | 272.2449 | 23939.9763
0.99306 | 35.7862 | 74.8293 | 272.2449 | 24109.8626
1 | 36.3567 | 74.8293 | 272.2449 | 24280.4335
1.0069 | 36.94 | 74.8293 | 272.2449 | 24451.1022
1.0139 | 37.5328 | 74.8293 | 272.2449 | 24621.673
1.0208 | 38.1181 | 74.8293 | 272.2449 | 24791.8527
1.0278 | 38.6798 | 74.8293 | 272.2449 | 24961.2499
1.0347 | 39.2132 | 74.8293 | 272.2449 | 25129.4735
1.0417 | 39.6931 | 74.8293 | 272.2449 | 25296.4257
1.0486 | 40.0859 | 74.8293 | 272.2449 | 25461.5195
1.0556 | 40.3554 | 74.8293 | 272.2449 | 25624.6573
1.0625 | 40.457 | 74.8293 | 272.2449 | 25785.4477
1.0694 | 40.3796 | 74.8293 | 272.2449 | 25943.4996
1.0764 | 40.1521 | 74.8293 | 272.2449 | 26098.6174
1.0833 | 39.8373 | 74.8293 | 272.2449 | 26250.5077
1.0903 | 39.4842 | 74.8293 | 272.2449 | 26398.7791
1.0972 | 39.1206 | 74.8293 | 272.2449 | 26543.3341
1.1042 | 38.7841 | 74.8293 | 272.2449 | 26683.6834
1.1111 | 38.5242 | 74.8293 | 272.2449 | 26819.6315
1.1181 | 38.3639 | 74.8293 | 272.2449 | 26950.9828
1.125 | 38.3083 | 74.8293 | 272.2449 | 27077.3461
1.1319 | 38.3332 | 74.8293 | 272.2449 | 27198.6236
1.1389 | 38.4104 | 74.8293 | 272.2449 | 27314.5218
1.1458 | 38.4998 | 74.8293 | 272.2449 | 27424.8452
1.1528 | 38.5929 | 74.8293 | 272.2449 | 27529.3003
1.1597 | 38.7121 | 74.8293 | 272.2449 | 27627.7893
1.1667 | 38.8846 | 74.8293 | 272.2449 | 27720.0189
1.1736 | 39.136 | 74.8293 | 272.2449 | 27805.7934
1.1806 | 39.4568 | 74.8293 | 272.2449 | 27885.1127
1.1875 | 39.8209 | 74.8293 | 272.2449 | 27957.6836
1.1944 | 40.2075 | 74.8293 | 272.2449 | 28023.4082
1.2014 | 40.6081 | 74.8293 | 272.2449 | 28082.0908
1.2083 | 41.0144 | 74.8293 | 272.2449 | 28133.6337
1.2153 | 41.4062 | 74.8293 | 272.2449 | 28178.0369
1.2222 | 41.7723 | 74.8293 | 272.2449 | 28215.2026
1.2292 | 42.1125 | 74.8293 | 272.2449 | 28244.8374
1.2361 | 42.4229 | 74.8293 | 272.2449 | 28267.1368
1.2431 | 42.6975 | 74.8293 | 272.2449 | 28281.9052
1.25 | 42.9712 | 74.8293 | 272.2449 | 28289.1428
1.2569 | 43.2835 | 74.8293 | 272.2449 | 28288.8493
1.2639 | 43.6336 | 74.8293 | 272.2449 | 28280.9272
1.2708 | 44.0122 | 74.8293 | 272.2449 | 28265.5719
1.2778 | 44.4233 | 74.8293 | 272.2449 | 28242.5879
1.2847 | 44.843 | 74.8293 | 272.2449 | 28212.1707
1.2917 | 45.2363 | 74.8293 | 272.2449 | 28174.3204
1.2986 | 45.5805 | 74.8293 | 272.2449 | 28129.1347
1.3056 | 45.8521 | 74.8293 | 272.2449 | 28076.6138
1.3125 | 46.0206 | 74.8293 | 272.2449 | 28016.8553
1.3194 | 46.072 | 74.8293 | 272.2449 | 27949.9571
1.3264 | 46.0236 | 74.8293 | 272.2449 | 27876.2125
1.3333 | 45.8904 | 74.8293 | 272.2449 | 27795.5239
1.3403 | 45.6696 | 74.8293 | 272.2449 | 27708.0868
1.3472 | 45.3533 | 74.8293 | 272.2449 | 27614.1945
1.3542 | 44.9558 | 74.8293 | 272.2449 | 27513.8472
1.3611 | 44.5016 | 74.8293 | 272.2449 | 27407.3382
1.3681 | 44.0083 | 74.8293 | 272.2449 | 27294.8631
1.375 | 43.4757 | 74.8293 | 272.2449 | 27176.5198
1.3819 | 42.897 | 74.8293 | 272.2449 | 27052.6016
1.3889 | 42.2691 | 74.8293 | 272.2449 | 26923.3042
1.3958 | 41.62 | 74.8293 | 272.2449 | 26788.9209
1.4028 | 40.9808 | 74.8293 | 272.2449 | 26649.6475
1.4097 | 40.3492 | 74.8293 | 272.2449 | 26505.7772
1.4167 | 39.706 | 74.8293 | 272.2449 | 26357.4079
1.4236 | 39.0534 | 74.8293 | 272.2449 | 26205.1264
1.4306 | 38.4193 | 74.8293 | 272.2449 | 26048.9328
1.4375 | 37.8426 | 74.8293 | 272.2449 | 25889.2182
1.4444 | 37.3385 | 74.8293 | 272.2449 | 25726.1782
1.4514 | 36.896 | 74.8293 | 272.2449 | 25560.302
1.4583 | 36.4995 | 74.8293 | 272.2449 | 25391.785
1.4653 | 36.1397 | 74.8293 | 272.2449 | 25220.9207
1.4722 | 35.818 | 74.8293 | 272.2449 | 25048.1003
1.4792 | 35.5552 | 74.8293 | 272.2449 | 24873.5194
1.4861 | 35.3879 | 74.8293 | 272.2449 | 24697.5693
1.4931 | 35.3351 | 74.8293 | 272.2449 | 24520.5433
1.5 | 35.4113 | 74.8293 | 272.2449 | 24342.8327
1.5069 | 35.6038 | 74.8293 | 272.2449 | 24164.633
1.5139 | 35.8803 | 74.8293 | 272.2449 | 23986.4334
1.5208 | 36.2147 | 74.8293 | 272.2449 | 23808.4294
1.5278 | 36.5859 | 74.8293 | 272.2449 | 23631.0122
1.5347 | 36.9534 | 74.8293 | 272.2449 | 23454.4752
1.5417 | 37.2615 | 74.8293 | 272.2449 | 23279.1119
1.5486 | 37.4724 | 74.8293 | 272.2449 | 23105.4113
1.5556 | 37.5617 | 74.8293 | 272.2449 | 22933.4711
1.5625 | 37.5081 | 74.8293 | 272.2449 | 22763.6827
1.5694 | 37.3145 | 74.8293 | 272.2449 | 22596.4372
1.5764 | 37.0113 | 74.8293 | 272.2449 | 22431.9301
1.5833 | 36.6195 | 74.8293 | 272.2449 | 22270.4551
1.5903 | 36.1375 | 74.8293 | 272.2449 | 22112.4031
1.5972 | 35.5801 | 74.8293 | 272.2449 | 21957.97
1.6042 | 35.0039 | 74.8293 | 272.2449 | 21807.449
1.6111 | 34.4637 | 74.8293 | 272.2449 | 21661.1336
1.6181 | 33.9919 | 74.8293 | 272.2449 | 21519.3172
1.625 | 33.6213 | 74.8293 | 272.2449 | 21382.1954
1.6319 | 33.3765 | 74.8293 | 272.2449 | 21250.0617
1.6389 | 33.261 | 74.8293 | 272.2449 | 21123.2093
1.6458 | 33.2543 | 74.8293 | 272.2449 | 21001.6385
1.6528 | 33.3135 | 74.8293 | 272.2449 | 20885.838
1.6597 | 33.4095 | 74.8293 | 272.2449 | 20775.8081
1.6667 | 33.5147 | 74.8293 | 272.2449 | 20671.842
1.6736 | 33.6241 | 74.8293 | 272.2449 | 20574.0376
1.6806 | 33.7515 | 74.8293 | 272.2449 | 20482.6883
1.6875 | 33.9015 | 74.8293 | 272.2449 | 20397.8919
1.6944 | 34.0555 | 74.8293 | 272.2449 | 20319.7461
1.7014 | 34.1814 | 74.8293 | 272.2449 | 20248.4467
1.7083 | 34.2581 | 74.8293 | 272.2449 | 20184.0914
1.7153 | 34.264 | 74.8293 | 272.2449 | 20126.778
1.7222 | 34.1985 | 74.8293 | 272.2449 | 20076.6044
1.7292 | 34.064 | 74.8293 | 272.2449 | 20033.6682
1.7361 | 33.8588 | 74.8293 | 272.2449 | 19997.9696
1.7431 | 33.6021 | 74.8293 | 272.2449 | 19969.7042
1.75 | 33.3317 | 74.8293 | 272.2449 | 19948.6762
1.7569 | 33.0676 | 74.8293 | 272.2449 | 19935.1792
1.7639 | 32.8042 | 74.8293 | 272.2449 | 19929.0175
1.7708 | 32.543 | 74.8293 | 272.2449 | 19930.289
1.7778 | 32.2892 | 74.8293 | 272.2449 | 19938.8958
1.7847 | 32.0348 | 74.8293 | 272.2449 | 19954.8379
1.7917 | 31.7717 | 74.8293 | 272.2449 | 19978.1153
1.7986 | 31.5243 | 74.8293 | 272.2449 | 20008.5325
1.8056 | 31.3128 | 74.8293 | 272.2449 | 20046.1872
1.8125 | 31.1581 | 74.8293 | 272.2449 | 20090.8838
1.8194 | 31.0757 | 74.8293 | 272.2449 | 20142.6223
1.8264 | 31.0745 | 74.8293 | 272.2449 | 20201.1094
1.8333 | 31.1673 | 74.8293 | 272.2449 | 20266.3449
1.8403 | 31.3738 | 74.8293 | 272.2449 | 20338.1334
1.8472 | 31.715 | 74.8293 | 272.2449 | 20416.3769
1.8542 | 32.2162 | 74.8293 | 272.2449 | 20500.8799
1.8611 | 32.8866 | 74.8293 | 272.2449 | 20591.4468
1.8681 | 33.704 | 74.8293 | 272.2449 | 20687.8819
1.875 | 34.6272 | 74.8293 | 272.2449 | 20789.9897
1.8819 | 35.6043 | 74.8293 | 272.2449 | 20897.5746
1.8889 | 36.5758 | 74.8293 | 272.2449 | 21010.3431
1.8958 | 37.4858 | 74.8293 | 272.2449 | 21128.1974
1.9028 | 38.2876 | 74.8293 | 272.2449 | 21250.7463
1.9097 | 38.9265 | 74.8293 | 272.2449 | 21377.892
1.9167 | 39.3783 | 74.8293 | 272.2449 | 21509.2433
1.9236 | 39.6602 | 74.8293 | 272.2449 | 21644.6046
1.9306 | 39.794 | 74.8293 | 272.2449 | 21783.6825
1.9375 | 39.7986 | 74.8293 | 272.2449 | 21926.1835
1.9444 | 39.6823 | 74.8293 | 272.2449 | 22071.8143
1.9514 | 39.4652 | 74.8293 | 272.2449 | 22220.2814
1.9583 | 39.1575 | 74.8293 | 272.2449 | 22371.2914
1.9653 | 38.7509 | 74.8293 | 272.2449 | 22524.4531
1.9722 | 38.2318 | 74.8293 | 272.2449 | 22679.6687
1.9792 | 37.6007 | 74.8293 | 272.2449 | 22836.3514
1.9861 | 36.8894 | 74.8293 | 272.2449 | 22994.4033
1.9931 | 36.157 | 74.8293 | 272.2449 | 23153.4333
2 | 35.4502 | 74.8293 | 272.2449 | 23313.0501
2.0069 | 34.8151 | 74.8293 | 272.2449 | 23473.0581
2.0139 | 34.3018 | 74.8293 | 272.2449 | 23633.0661
2.0208 | 33.9347 | 74.8293 | 272.2449 | 23792.6829
2.0278 | 33.7262 | 74.8293 | 272.2449 | 23951.7128
2.0347 | 33.6737 | 74.8293 | 272.2449 | 24109.7648
2.0417 | 33.7727 | 74.8293 | 272.2449 | 24266.4474
2.0486 | 34.0025 | 74.8293 | 272.2449 | 24421.663
2.0556 | 34.3307 | 74.8293 | 272.2449 | 24574.8247
2.0625 | 34.7281 | 74.8293 | 272.2449 | 24725.8347
2.0694 | 35.195 | 74.8293 | 272.2449 | 24874.3018
2.0764 | 35.7275 | 74.8293 | 272.2449 | 25019.9326
2.0833 | 36.3045 | 74.8293 | 272.2449 | 25162.4336
2.0903 | 36.8983 | 74.8293 | 272.2449 | 25301.5115
2.0972 | 37.4844 | 74.8293 | 272.2449 | 25436.8728
2.1042 | 38.0488 | 74.8293 | 272.2449 | 25568.2241
2.1111 | 38.5938 | 74.8293 | 272.2449 | 25695.3698
2.1181 | 39.109 | 74.8293 | 272.2449 | 25817.9188
2.125 | 39.617 | 74.8293 | 272.2449 | 25935.7731
2.1319 | 40.1346 | 74.8293 | 272.2449 | 26048.5416
2.1389 | 40.6441 | 74.8293 | 272.2449 | 26156.1264
2.1458 | 41.1189 | 74.8293 | 272.2449 | 26258.2342
2.1528 | 41.5572 | 74.8293 | 272.2449 | 26354.6694
2.1597 | 41.9519 | 74.8293 | 272.2449 | 26445.2362
2.1667 | 42.2827 | 74.8293 | 272.2449 | 26529.7392
2.1736 | 42.5528 | 74.8293 | 272.2449 | 26607.9828
2.1806 | 42.7641 | 74.8293 | 272.2449 | 26679.7712
2.1875 | 42.9221 | 74.8293 | 272.2449 | 26745.0068
2.1944 | 43.0147 | 74.8293 | 272.2449 | 26803.4938
2.2014 | 43.0283 | 74.8293 | 272.2449 | 26855.2323
2.2083 | 42.9562 | 74.8293 | 272.2449 | 26899.9289
2.2153 | 42.779 | 74.8293 | 272.2449 | 26937.5836
2.2222 | 42.4916 | 74.8293 | 272.2449 | 26968.0008
2.2292 | 42.0913 | 74.8293 | 272.2449 | 26991.2783
2.2361 | 41.6069 | 74.8293 | 272.2449 | 27007.2204
2.2431 | 41.0939 | 74.8293 | 272.2449 | 27015.8272
2.25 | 40.5998 | 74.8293 | 272.2449 | 27017.0986
2.2569 | 40.1287 | 74.8293 | 272.2449 | 27010.9369
2.2639 | 39.6752 | 74.8293 | 272.2449 | 26997.4399
2.2708 | 39.2339 | 74.8293 | 272.2449 | 26976.412
2.2778 | 38.7645 | 74.8293 | 272.2449 | 26948.1465
2.2847 | 38.2221 | 74.8293 | 272.2449 | 26912.4479
2.2917 | 37.5646 | 74.8293 | 272.2449 | 26869.5118
2.2986 | 36.7741 | 74.8293 | 272.2449 | 26819.3381
2.3056 | 35.8657 | 74.8293 | 272.2449 | 26762.0247
2.3125 | 34.8865 | 74.8293 | 272.2449 | 26697.6694
2.3194 | 33.9137 | 74.8293 | 272.2449 | 26626.37
2.3264 | 33.0308 | 74.8293 | 272.2449 | 26548.2243
2.3333 | 32.3108 | 74.8293 | 272.2449 | 26463.4279
2.3403 | 31.8083 | 74.8293 | 272.2449 | 26372.0785
2.3472 | 31.5576 | 74.8293 | 272.2449 | 26274.2741
2.3542 | 31.5633 | 74.8293 | 272.2449 | 26170.308
2.3611 | 31.8061 | 74.8293 | 272.2449 | 26060.2781
2.3681 | 32.2433 | 74.8293 | 272.2449 | 25944.4777
2.375 | 32.8257 | 74.8293 | 272.2449 | 25822.9068
2.3819 | 33.5157 | 74.8293 | 272.2449 | 25696.0545
2.3889 | 34.2896 | 74.8293 | 272.2449 | 25563.9207
2.3958 | 35.128 | 74.8293 | 272.2449 | 25426.7989
2.4028 | 36.0059 | 74.8293 | 272.2449 | 25284.9825
2.4097 | 36.891 | 74.8293 | 272.2449 | 25138.6671
2.4167 | 37.7623 | 74.8293 | 272.2449 | 24988.1462
2.4236 | 38.595 | 74.8293 | 272.2449 | 24833.713
2.4306 | 39.3856 | 74.8293 | 272.2449 | 24675.6611
2.4375 | 40.1643 | 74.8293 | 272.2449 | 24514.186
2.4444 | 40.9438 | 74.8293 | 272.2449 | 24349.679
2.4514 | 41.7207 | 74.8293 | 272.2449 | 24182.4334
2.4583 | 42.4985 | 74.8293 | 272.2449 | 24012.645
2.4653 | 43.2606 | 74.8293 | 272.2449 | 23840.7048
2.4722 | 43.9778 | 74.8293 | 272.2449 | 23667.0042
2.4792 | 44.6336 | 74.8293 | 272.2449 | 23491.6409
2.4861 | 45.2193 | 74.8293 | 272.2449 | 23315.1039
2.4931 | 45.7105 | 74.8293 | 272.2449 | 23137.6868
2.5 | 46.0825 | 74.8293 | 272.2449 | 22959.6827
2.5069 | 46.3369 | 74.8293 | 272.2449 | 22781.4831
2.5139 | 46.4538 | 74.8293 | 272.2449 | 22603.2835
2.5208 | 46.4058 | 74.8293 | 272.2449 | 22425.5729
2.5278 | 46.1776 | 74.8293 | 272.2449 | 22248.5469
2.5347 | 45.7536 | 74.8293 | 272.2449 | 22072.5967
2.5417 | 45.1426 | 74.8293 | 272.2449 | 21898.0159
2.5486 | 44.3925 | 74.8293 | 272.2449 | 21725.1955
2.5556 | 43.5738 | 74.8293 | 272.2449 | 21554.3312
2.5625 | 42.7423 | 74.8293 | 272.2449 | 21385.8142
2.5694 | 41.9317 | 74.8293 | 272.2449 | 21219.9379
2.5764 | 41.1563 | 74.8293 | 272.2449 | 21056.898
2.5833 | 40.4305 | 74.8293 | 272.2449 | 20897.1834
2.5903 | 39.7577 | 74.8293 | 272.2449 | 20740.9897
2.5972 | 39.1407 | 74.8293 | 272.2449 | 20588.7083
2.6042 | 38.5622 | 74.8293 | 272.2449 | 20440.339
2.6111 | 37.9963 | 74.8293 | 272.2449 | 20296.4687
2.6181 | 37.4503 | 74.8293 | 272.2449 | 20157.1952
2.625 | 36.9327 | 74.8293 | 272.2449 | 20022.8119
2.6319 | 36.455 | 74.8293 | 272.2449 | 19893.5145
2.6389 | 36.0475 | 74.8293 | 272.2449 | 19769.5963
2.6458 | 35.755 | 74.8293 | 272.2449 | 19651.253
2.6528 | 35.6147 | 74.8293 | 272.2449 | 19538.7779
2.6597 | 35.6392 | 74.8293 | 272.2449 | 19432.2689
2.6667 | 35.8402 | 74.8293 | 272.2449 | 19331.9216
2.6736 | 36.2188 | 74.8293 | 272.2449 | 19238.0294
2.6806 | 36.7707 | 74.8293 | 272.2449 | 19150.5922
2.6875 | 37.4856 | 74.8293 | 272.2449 | 19069.9036
2.6944 | 38.3311 | 74.8293 | 272.2449 | 18996.1591
2.7014 | 39.2873 | 74.8293 | 272.2449 | 18929.2609
2.7083 | 40.3383 | 74.8293 | 272.2449 | 18869.5024
2.7153 | 41.4466 | 74.8293 | 272.2449 | 18816.9814
2.7222 | 42.5375 | 74.8293 | 272.2449 | 18771.7958
2.7292 | 43.5294 | 74.8293 | 272.2449 | 18733.9454
2.7361 | 44.3721 | 74.8293 | 272.2449 | 18703.5283
2.7431 | 45.0268 | 74.8293 | 272.2449 | 18680.5442
2.75 | 45.4746 | 74.8293 | 272.2449 | 18665.1889
2.7569 | 45.7218 | 74.8293 | 272.2449 | 18657.2668
2.7639 | 45.8127 | 74.8293 | 272.2449 | 18656.9734
2.7708 | 45.7863 | 74.8293 | 272.2449 | 18664.2109
2.7778 | 45.6409 | 74.8293 | 272.2449 | 18678.9794
2.7847 | 45.3823 | 74.8293 | 272.2449 | 18701.2788
2.7917 | 45.0242 | 74.8293 | 272.2449 | 18730.9135
2.7986 | 44.5935 | 74.8293 | 272.2449 | 18768.0792
2.8056 | 44.1211 | 74.8293 | 272.2449 | 18812.4824
2.8125 | 43.6552 | 74.8293 | 272.2449 | 18864.0253
2.8194 | 43.2242 | 74.8293 | 272.2449 | 18922.708
2.8264 | 42.8416 | 74.8293 | 272.2449 | 18988.4325
2.8333 | 42.5198 | 74.8293 | 272.2449 | 19061.0034
2.8403 | 42.2517 | 74.8293 | 272.2449 | 19140.3228
2.8472 | 42.0145 | 74.8293 | 272.2449 | 19226.0972
2.8542 | 41.7769 | 74.8293 | 272.2449 | 19318.3268
2.8611 | 41.5232 | 74.8293 | 272.2449 | 19416.8158
2.8681 | 41.2518 | 74.8293 | 272.2449 | 19521.2709
2.875 | 40.9867 | 74.8293 | 272.2449 | 19631.5943
2.8819 | 40.7657 | 74.8293 | 272.2449 | 19747.4925
2.8889 | 40.6171 | 74.8293 | 272.2449 | 19868.77
2.8958 | 40.5617 | 74.8293 | 272.2449 | 19995.1333
2.9028 | 40.6079 | 74.8293 | 272.2449 | 20126.4846
2.9097 | 40.744 | 74.8293 | 272.2449 | 20262.4327
2.9167 | 40.9377 | 74.8293 | 272.2449 | 20402.7821
2.9236 | 41.1409 | 74.8293 | 272.2449 | 20547.337
2.9306 | 41.3311 | 74.8293 | 272.2449 | 20695.6085
2.9375 | 41.4972 | 74.8293 | 272.2449 | 20847.4987
2.9444 | 41.6384 | 74.8293 | 272.2449 | 21002.6165
2.9514 | 41.7488 | 74.8293 | 272.2449 | 21160.6684
2.9583 | 41.8126 | 74.8293 | 272.2449 | 21321.4589
2.9653 | 41.8367 | 74.8293 | 272.2449 | 21484.5966
2.9722 | 41.835 | 74.8293 | 272.2449 | 21649.6905
2.9792 | 41.8238 | 74.8293 | 272.2449 | 21816.6426
2.9861 | 41.8218 | 74.8293 | 272.2449 | 21984.8662
2.9931 | 41.8513 | 74.8293 | 272.2449 | 22154.2634
3 | 41.9307 | 74.8293 | 272.2449 | 22324.4431
3.0069 | 42.0839 | 74.8293 | 272.2449 | 22495.014
3.0139 | 42.3551 | 74.8293 | 272.2449 | 22665.6827
3.0208 | 42.7764 | 74.8293 | 272.2449 | 22836.2536
3.0278 | 43.3249 | 74.8293 | 272.2449 | 23006.1398
3.0347 | 43.9628 | 74.8293 | 272.2449 | 23175.2436
3.0417 | 44.6313 | 74.8293 | 272.2449 | 23343.1738
3.0486 | 45.264 | 74.8293 | 272.2449 | 23509.6369
3.0556 | 45.8106 | 74.8293 | 272.2449 | 23674.2417
3.0625 | 46.2534 | 74.8293 | 272.2449 | 23836.7927
3.0694 | 46.6042 | 74.8293 | 272.2449 | 23996.8007
3.0764 | 46.8664 | 74.8293 | 272.2449 | 24154.168
3.0833 | 47.0339 | 74.8293 | 272.2449 | 24308.5033
3.0903 | 47.0856 | 74.8293 | 272.2449 | 24459.5133
3.0972 | 47.017 | 74.8293 | 272.2449 | 24606.8068
3.1042 | 46.8208 | 74.8293 | 272.2449 | 24750.2858
3.1111 | 46.489 | 74.8293 | 272.2449 | 24889.6571
3.1181 | 46.0497 | 74.8293 | 272.2449 | 25024.5294
3.125 | 45.5466 | 74.8293 | 272.2449 | 25154.8049
3.1319 | 45.0063 | 74.8293 | 272.2449 | 25280.0923
3.1389 | 44.4354 | 74.8293 | 272.2449 | 25400.2939
3.1458 | 43.8472 | 74.8293 | 272.2449 | 25515.1163
3.1528 | 43.2403 | 74.8293 | 272.2449 | 25624.266
3.1597 | 42.6038 | 74.8293 | 272.2449 | 25727.7431
3.1667 | 41.9367 | 74.8293 | 272.2449 | 25825.1563
3.1736 | 41.2349 | 74.8293 | 272.2449 | 25916.4078
3.1806 | 40.505 | 74.8293 | 272.2449 | 26001.302
3.1875 | 39.7403 | 74.8293 | 272.2449 | 26079.7412
3.1944 | 38.9656 | 74.8293 | 272.2449 | 26151.5296
3.2014 | 38.2298 | 74.8293 | 272.2449 | 26216.5695
3.2083 | 37.5855 | 74.8293 | 272.2449 | 26274.6654
3.2153 | 37.0653 | 74.8293 | 272.2449 | 26325.8171
3.2222 | 36.6612 | 74.8293 | 272.2449 | 26369.829
3.2292 | 36.3269 | 74.8293 | 272.2449 | 26406.7013
3.2361 | 36.0231 | 74.8293 | 272.2449 | 26436.4338
3.2431 | 35.7142 | 74.8293 | 272.2449 | 26458.8311
3.25 | 35.3916 | 74.8293 | 272.2449 | 26473.8929
3.2569 | 35.0688 | 74.8293 | 272.2449 | 26481.6195
3.2639 | 34.7566 | 74.8293 | 272.2449 | 26482.0107
3.2708 | 34.4523 | 74.8293 | 272.2449 | 26475.1644
3.2778 | 34.1453 | 74.8293 | 272.2449 | 26460.8849
3.2847 | 33.8158 | 74.8293 | 272.2449 | 26439.368
3.2917 | 33.4523 | 74.8293 | 272.2449 | 26410.6135
3.2986 | 33.0625 | 74.8293 | 272.2449 | 26374.7193
3.3056 | 32.6524 | 74.8293 | 272.2449 | 26331.7831
3.3125 | 32.2289 | 74.8293 | 272.2449 | 26281.8051
3.3194 | 31.7998 | 74.8293 | 272.2449 | 26224.8829
3.3264 | 31.371 | 74.8293 | 272.2449 | 26161.2122
3.3333 | 30.9589 | 74.8293 | 272.2449 | 26090.8909
3.3403 | 30.5793 | 74.8293 | 272.2449 | 26014.1144
3.3472 | 30.227 | 74.8293 | 272.2449 | 25930.8829
3.3542 | 29.9033 | 74.8293 | 272.2449 | 25841.5874
3.3611 | 29.6209 | 74.8293 | 272.2449 | 25746.2281
3.3681 | 29.4036 | 74.8293 | 272.2449 | 25645.0984
3.375 | 29.2746 | 74.8293 | 272.2449 | 25538.296
3.3819 | 29.2329 | 74.8293 | 272.2449 | 25426.2121
3.3889 | 29.2668 | 74.8293 | 272.2449 | 25308.8468
3.3958 | 29.3829 | 74.8293 | 272.2449 | 25186.5913
3.4028 | 29.5781 | 74.8293 | 272.2449 | 25059.6412
3.4097 | 29.8389 | 74.8293 | 272.2449 | 24928.2899
3.4167 | 30.1539 | 74.8293 | 272.2449 | 24792.733
3.4236 | 30.5235 | 74.8293 | 272.2449 | 24653.1661
3.4306 | 30.9628 | 74.8293 | 272.2449 | 24510.0782
3.4375 | 31.458 | 74.8293 | 272.2449 | 24363.665
3.4444 | 31.9975 | 74.8293 | 272.2449 | 24214.1221
3.4514 | 32.5688 | 74.8293 | 272.2449 | 24061.8406
3.4583 | 33.1591 | 74.8293 | 272.2449 | 23907.114
3.4653 | 33.7573 | 74.8293 | 272.2449 | 23750.2358
3.4722 | 34.3506 | 74.8293 | 272.2449 | 23591.597
3.4792 | 34.9402 | 74.8293 | 272.2449 | 23431.2956
3.4861 | 35.5273 | 74.8293 | 272.2449 | 23269.8205
3.4931 | 36.1067 | 74.8293 | 272.2449 | 23107.563
3.5 | 36.6932 | 74.8293 | 272.2449 | 22944.6208
3.5069 | 37.2855 | 74.8293 | 272.2449 | 22781.4831
3.5139 | 37.8667 | 74.8293 | 272.2449 | 22618.4431
3.5208 | 38.4212 | 74.8293 | 272.2449 | 22455.7944
3.5278 | 38.9508 | 74.8293 | 272.2449 | 22293.8303
3.5347 | 39.4397 | 74.8293 | 272.2449 | 22132.9421
3.5417 | 39.86 | 74.8293 | 272.2449 | 21973.4231
3.5486 | 40.1863 | 74.8293 | 272.2449 | 21815.6646
3.5556 | 40.414 | 74.8293 | 272.2449 | 21659.8621
3.5625 | 40.5394 | 74.8293 | 272.2449 | 21506.3092
3.5694 | 40.5895 | 74.8293 | 272.2449 | 21355.4948
3.5764 | 40.5768 | 74.8293 | 272.2449 | 21207.5167
3.5833 | 40.5245 | 74.8293 | 272.2449 | 21062.7662
3.5903 | 40.4497 | 74.8293 | 272.2449 | 20921.5367
3.5972 | 40.3355 | 74.8293 | 272.2449 | 20784.1215
3.6042 | 40.171 | 74.8293 | 272.2449 | 20650.8141
3.6111 | 39.9659 | 74.8293 | 272.2449 | 20521.81
3.6181 | 39.734 | 74.8293 | 272.2449 | 20397.4028
3.625 | 39.5059 | 74.8293 | 272.2449 | 20277.788
3.6319 | 39.3167 | 74.8293 | 272.2449 | 20163.3569
3.6389 | 39.178 | 74.8293 | 272.2449 | 20054.2072
3.6458 | 39.0989 | 74.8293 | 272.2449 | 19950.6323
3.6528 | 39.0874 | 74.8293 | 272.2449 | 19852.8279
3.6597 | 39.1404 | 74.8293 | 272.2449 | 19760.9895
3.6667 | 39.2609 | 74.8293 | 272.2449 | 19675.3129
3.6736 | 39.4483 | 74.8293 | 272.2449 | 19595.9935
3.6806 | 39.7117 | 74.8293 | 272.2449 | 19523.1292
3.6875 | 40.0361 | 74.8293 | 272.2449 | 19457.0134
3.6944 | 40.3892 | 74.8293 | 272.2449 | 19397.6462
3.7014 | 40.748 | 74.8293 | 272.2449 | 19345.223
3.7083 | 41.0936 | 74.8293 | 272.2449 | 19299.8418
3.7153 | 41.4051 | 74.8293 | 272.2449 | 19261.6002
3.7222 | 41.6628 | 74.8293 | 272.2449 | 19230.5962
3.7292 | 41.844 | 74.8293 | 272.2449 | 19207.0254
3.7361 | 41.9223 | 74.8293 | 272.2449 | 19190.692
3.7431 | 41.896 | 74.8293 | 272.2449 | 19181.8896
3.75 | 41.7672 | 74.8293 | 272.2449 | 19180.5204
3.7569 | 41.5499 | 74.8293 | 272.2449 | 19186.5843
3.7639 | 41.2703 | 74.8293 | 272.2449 | 19200.1791
3.7708 | 40.9364 | 74.8293 | 272.2449 | 19221.3048
3.7778 | 40.5784 | 74.8293 | 272.2449 | 19249.8637
3.7847 | 40.2182 | 74.8293 | 272.2449 | 19285.7579
3.7917 | 39.8869 | 74.8293 | 272.2449 | 19329.1831
3.7986 | 39.586 | 74.8293 | 272.2449 | 19379.8458
3.8056 | 39.2936 | 74.8293 | 272.2449 | 19437.6482
3.8125 | 39.0128 | 74.8293 | 272.2449 | 19502.6881
3.8194 | 38.7456 | 74.8293 | 272.2449 | 19574.7699
3.8264 | 38.4998 | 74.8293 | 272.2449 | 19653.6981
3.8333 | 38.3016 | 74.8293 | 272.2449 | 19739.4726
3.8403 | 38.1557 | 74.8293 | 272.2449 | 19831.8977
3.8472 | 38.057 | 74.8293 | 272.2449 | 19930.778
3.8542 | 37.9882 | 74.8293 | 272.2449 | 20035.9177
3.8611 | 37.9314 | 74.8293 | 272.2449 | 20147.2192
3.8681 | 37.8785 | 74.8293 | 272.2449 | 20264.4866
3.875 | 37.8441 | 74.8293 | 272.2449 | 20387.4268
3.8819 | 37.8382 | 74.8293 | 272.2449 | 20515.9418
3.8889 | 37.8723 | 74.8293 | 272.2449 | 20649.7382
3.8958 | 37.9617 | 74.8293 | 272.2449 | 20788.5227
3.9028 | 38.1294 | 74.8293 | 272.2449 | 20932.1973
3.9097 | 38.3828 | 74.8293 | 272.2449 | 21080.371
3.9167 | 38.728 | 74.8293 | 272.2449 | 21232.8481
3.9236 | 39.1596 | 74.8293 | 272.2449 | 21389.3351
3.9306 | 39.6426 | 74.8293 | 272.2449 | 21549.5388
3.9375 | 40.1576 | 74.8293 | 272.2449 | 21713.2633
3.9444 | 40.6826 | 74.8293 | 272.2449 | 21880.0199
3.9514 | 41.188 | 74.8293 | 272.2449 | 22049.8083
3.9583 | 41.6463 | 74.8293 | 272.2449 | 22222.0419
3.9653 | 42.0359 | 74.8293 | 272.2449 | 22396.5249
3.9722 | 42.3433 | 74.8293 | 272.2449 | 22572.9641
3.9792 | 42.573 | 74.8293 | 272.2449 | 22751.0659
3.9861 | 42.7254 | 74.8293 | 272.2449 | 22930.4392
3.9931 | 42.7956 | 74.8293 | 272.2449 | 23110.7905
4 | 42.7876 | 74.8293 | 272.2449 | 23291.7287
4.0069 | 42.7086 | 74.8293 | 272.2449 | 23473.0581
4.0139 | 42.5796 | 74.8293 | 272.2449 | 23654.3874
4.0208 | 42.4351 | 74.8293 | 272.2449 | 23835.3256
4.0278 | 42.3168 | 74.8293 | 272.2449 | 24015.6769
4.0347 | 42.2201 | 74.8293 | 272.2449 | 24195.0502
4.0417 | 42.1047 | 74.8293 | 272.2449 | 24373.152
4.0486 | 41.9265 | 74.8293 | 272.2449 | 24549.5912
4.0556 | 41.648 | 74.8293 | 272.2449 | 24724.0743
4.0625 | 41.2661 | 74.8293 | 272.2449 | 24896.3078
4.0694 | 40.7922 | 74.8293 | 272.2449 | 25066.0963
4.0764 | 40.2394 | 74.8293 | 272.2449 | 25232.8528
4.0833 | 39.6008 | 74.8293 | 272.2449 | 25396.5774
4.0903 | 38.8769 | 74.8293 | 272.2449 | 25556.781
4.0972 | 38.0885 | 74.8293 | 272.2449 | 25713.268
4.1042 | 37.2714 | 74.8293 | 272.2449 | 25865.7451
4.1111 | 36.4827 | 74.8293 | 272.2449 | 26013.9188
4.1181 | 35.7779 | 74.8293 | 272.2449 | 26157.5935
4.125 | 35.1885 | 74.8293 | 272.2449 | 26296.3779
4.1319 | 34.7302 | 74.8293 | 272.2449 | 26430.1744
4.1389 | 34.438 | 74.8293 | 272.2449 | 26558.6894
4.1458 | 34.3544 | 74.8293 | 272.2449 | 26681.6295
4.1528 | 34.5054 | 74.8293 | 272.2449 | 26798.897
4.1597 | 34.8827 | 74.8293 | 272.2449 | 26910.1984
4.1667 | 35.4341 | 74.8293 | 272.2449 | 27015.3381
4.1736 | 36.0983 | 74.8293 | 272.2449 | 27114.2184
4.1806 | 36.8298 | 74.8293 | 272.2449 | 27206.6436
4.1875 | 37.5869 | 74.8293 | 272.2449 | 27292.418
4.1944 | 38.3305 | 74.8293 | 272.2449 | 27371.3462
4.2014 | 39.0183 | 74.8293 | 272.2449 | 27443.428
4.2083 | 39.6306 | 74.8293 | 272.2449 | 27508.468
4.2153 | 40.1547 | 74.8293 | 272.2449 | 27566.2704
4.2222 | 40.5942 | 74.8293 | 272.2449 | 27616.9331
4.2292 | 40.9506 | 74.8293 | 272.2449 | 27660.3582
4.2361 | 41.2201 | 74.8293 | 272.2449 | 27696.2524
4.2431 | 41.4027 | 74.8293 | 272.2449 | 27724.8113
4.25 | 41.4987 | 74.8293 | 272.2449 | 27745.9371
4.2569 | 41.5101 | 74.8293 | 272.2449 | 27759.5319
4.2639 | 41.4442 | 74.8293 | 272.2449 | 27765.5958
4.2708 | 41.3124 | 74.8293 | 272.2449 | 27764.2265
4.2778 | 41.118 | 74.8293 | 272.2449 | 27755.4241
4.2847 | 40.8583 | 74.8293 | 272.2449 | 27739.0908
4.2917 | 40.528 | 74.8293 | 272.2449 | 27715.5199
4.2986 | 40.1221 | 74.8293 | 272.2449 | 27684.5159
4.3056 | 39.6353 | 74.8293 | 272.2449 | 27646.2744
4.3125 | 39.0819 | 74.8293 | 272.2449 | 27600.8931
4.3194 | 38.4703 | 74.8293 | 272.2449 | 27548.47
4.3264 | 37.832 | 74.8293 | 272.2449 | 27489.1027
4.3333 | 37.2264 | 74.8293 | 272.2449 | 27422.9869
4.3403 | 36.6926 | 74.8293 | 272.2449 | 27350.1226
4.3472 | 36.2423 | 74.8293 | 272.2449 | 27270.8033
4.3542 | 35.8732 | 74.8293 | 272.2449 | 27185.1266
4.3611 | 35.5688 | 74.8293 | 272.2449 | 27093.2883
4.3681 | 35.3189 | 74.8293 | 272.2449 | 26995.4838
4.375 | 35.1472 | 74.8293 | 272.2449 | 26891.909
4.3819 | 35.1052 | 74.8293 | 272.2449 | 26782.7593
4.3889 | 35.2365 | 74.8293 | 272.2449 | 26668.3281
4.3958 | 35.5483 | 74.8293 | 272.2449 | 26548.7133
4.4028 | 35.9913 | 74.8293 | 272.2449 | 26424.3061
4.4097 | 36.5078 | 74.8293 | 272.2449 | 26295.3021
4.4167 | 37.0384 | 74.8293 | 272.2449 | 26161.9947
4.4236 | 37.5661 | 74.8293 | 272.2449 | 26024.5795
4.4306 | 38.1068 | 74.8293 | 272.2449 | 25883.3499
4.4375 | 38.6804 | 74.8293 | 272.2449 | 25738.5994
4.4444 | 39.2783 | 74.8293 | 272.2449 | 25590.6213
4.4514 | 39.8722 | 74.8293 | 272.2449 | 25439.8069
4.4583 | 40.4205 | 74.8293 | 272.2449 | 25286.254
4.4653 | 40.9029 | 74.8293 | 272.2449 | 25130.4516
4.4722 | 41.3251 | 74.8293 | 272.2449 | 24972.6931
4.4792 | 41.6835 | 74.8293 | 272.2449 | 24813.1741
4.4861 | 41.9666 | 74.8293 | 272.2449 | 24652.2858
4.4931 | 42.1723 | 74.8293 | 272.2449 | 24490.3217
4.5 | 42.3192 | 74.8293 | 272.2449 | 24327.673
4.5069 | 42.4326 | 74.8293 | 272.2449 | 24164.633
4.5139 | 42.5182 | 74.8293 | 272.2449 | 24001.4953
4.5208 | 42.5645 | 74.8293 | 272.2449 | 23838.5531
4.5278 | 42.5747 | 74.8293 | 272.2449 | 23676.2956
4.5347 | 42.56 | 74.8293 | 272.2449 | 23514.8205
4.5417 | 42.5317 | 74.8293 | 272.2449 | 23354.5191
4.5486 | 42.4706 | 74.8293 | 272.2449 | 23195.8804
4.5556 | 42.3703 | 74.8293 | 272.2449 | 23039.0021
4.5625 | 42.2287 | 74.8293 | 272.2449 | 22884.2755
4.5694 | 42.0513 | 74.8293 | 272.2449 | 22731.9941
4.5764 | 41.8531 | 74.8293 | 272.2449 | 22582.4511
4.5833 | 41.6643 | 74.8293 | 272.2449 | 22436.0379
4.5903 | 41.5049 | 74.8293 | 272.2449 | 22292.9501
4.5972 | 41.4044 | 74.8293 | 272.2449 | 22153.3832
4.6042 | 41.3759 | 74.8293 | 272.2449 | 22017.8263
4.6111 | 41.4213 | 74.8293 | 272.2449 | 21886.475
4.6181 | 41.5156 | 74.8293 | 272.2449 | 21759.5248
4.625 | 41.6366 | 74.8293 | 272.2449 | 21637.2693
4.6319 | 41.7749 | 74.8293 | 272.2449 | 21519.904
4.6389 | 41.9412 | 74.8293 | 272.2449 | 21407.8202
4.6458 | 42.1534 | 74.8293 | 272.2449 | 21301.0178
4.6528 | 42.4225 | 74.8293 | 272.2449 | 21199.888
4.6597 | 42.7515 | 74.8293 | 272.2449 | 21104.5287
4.6667 | 43.106 | 74.8293 | 272.2449 | 21015.2333
4.6736 | 43.4191 | 74.8293 | 272.2449 | 20932.0017
4.6806 | 43.6387 | 74.8293 | 272.2449 | 20855.2253
4.6875 | 43.7303 | 74.8293 | 272.2449 | 20784.9039
4.6944 | 43.6763 | 74.8293 | 272.2449 | 20721.2332
4.7014 | 43.4914 | 74.8293 | 272.2449 | 20664.3111
4.7083 | 43.2018 | 74.8293 | 272.2449 | 20614.333
4.7153 | 42.8279 | 74.8293 | 272.2449 | 20571.3969
4.7222 | 42.3733 | 74.8293 | 272.2449 | 20535.5027
4.7292 | 41.8335 | 74.8293 | 272.2449 | 20506.7482
4.7361 | 41.202 | 74.8293 | 272.2449 | 20485.2312
4.7431 | 40.503 | 74.8293 | 272.2449 | 20470.9517
4.75 | 39.766 | 74.8293 | 272.2449 | 20464.1054
4.7569 | 39.0303 | 74.8293 | 272.2449 | 20464.4967
4.7639 | 38.3429 | 74.8293 | 272.2449 | 20472.2232
4.7708 | 37.7259 | 74.8293 | 272.2449 | 20487.2851
4.7778 | 37.1881 | 74.8293 | 272.2449 | 20509.6823
4.7847 | 36.7305 | 74.8293 | 272.2449 | 20539.4148
4.7917 | 36.3629 | 74.8293 | 272.2449 | 20576.2871
4.7986 | 36.1077 | 74.8293 | 272.2449 | 20620.2991
4.8056 | 35.9892 | 74.8293 | 272.2449 | 20671.4508
4.8125 | 35.9999 | 74.8293 | 272.2449 | 20729.5466
4.8194 | 36.109 | 74.8293 | 272.2449 | 20794.5865
4.8264 | 36.286 | 74.8293 | 272.2449 | 20866.375
4.8333 | 36.5135 | 74.8293 | 272.2449 | 20944.8141
4.8403 | 36.798 | 74.8293 | 272.2449 | 21029.7083
4.8472 | 37.1542 | 74.8293 | 272.2449 | 21120.9598
4.8542 | 37.5743 | 74.8293 | 272.2449 | 21218.373
4.8611 | 38.0497 | 74.8293 | 272.2449 | 21321.8501
4.8681 | 38.5467 | 74.8293 | 272.2449 | 21430.9998
4.875 | 39.0322 | 74.8293 | 272.2449 | 21545.8222
4.8819 | 39.473 | 74.8293 | 272.2449 | 21666.0238
4.8889 | 39.8346 | 74.8293 | 272.2449 | 21791.3113
4.8958 | 40.093 | 74.8293 | 272.2449 | 21921.5867
4.9028 | 40.2453 | 74.8293 | 272.2449 | 22056.459
4.9097 | 40.2924 | 74.8293 | 272.2449 | 22195.8303
4.9167 | 40.2369 | 74.8293 | 272.2449 | 22339.3094
4.9236 | 40.0877 | 74.8293 | 272.2449 | 22486.6028
4.9306 | 39.8659 | 74.8293 | 272.2449 | 22637.6128
4.9375 | 39.565 | 74.8293 | 272.2449 | 22791.9482
4.9444 | 39.1851 | 74.8293 | 272.2449 | 22949.3155
4.9514 | 38.738 | 74.8293 | 272.2449 | 23109.3235
4.9583 | 38.2516 | 74.8293 | 272.2449 | 23271.8744
4.9653 | 37.7667 | 74.8293 | 272.2449 | 23436.4792
4.9722 | 37.3437 | 74.8293 | 272.2449 | 23602.9423
4.9792 | 37.021 | 74.8293 | 272.2449 | 23770.8725
4.9861 | 36.8048 | 74.8293 | 272.2449 | 23939.9763
4.9931 | 36.6901 | 74.8293 | 272.2449 | 24109.8626
5 | 36.6593 | 74.8293 | 272.2449 | 24280.4335
5.0069 | 36.7091 | 74.8293 | 272.2449 | 24451.1022
5.0139 | 36.8555 | 74.8293 | 272.2449 | 24621.673
5.0208 | 37.1092 | 74.8293 | 272.2449 | 24791.8527
5.0278 | 37.4916 | 74.8293 | 272.2449 | 24961.2499
5.0347 | 38.0116 | 74.8293 | 272.2449 | 25129.4735
5.0417 | 38.6557 | 74.8293 | 272.2449 | 25296.4257
5.0486 | 39.3934 | 74.8293 | 272.2449 | 25461.5195
5.0556 | 40.1762 | 74.8293 | 272.2449 | 25624.6573
5.0625 | 40.9337 | 74.8293 | 272.2449 | 25785.4477
5.0694 | 41.5947 | 74.8293 | 272.2449 | 25943.4996
5.0764 | 42.1226 | 74.8293 | 272.2449 | 26098.6174
5.0833 | 42.4974 | 74.8293 | 272.2449 | 26250.5077
5.0903 | 42.7076 | 74.8293 | 272.2449 | 26398.7791
5.0972 | 42.7513 | 74.8293 | 272.2449 | 26543.3341
5.1042 | 42.6173 | 74.8293 | 272.2449 | 26683.6834
5.1111 | 42.3125 | 74.8293 | 272.2449 | 26819.6315
5.1181 | 41.8741 | 74.8293 | 272.2449 | 26950.9828
5.125 | 41.3553 | 74.8293 | 272.2449 | 27077.3461
5.1319 | 40.8048 | 74.8293 | 272.2449 | 27198.6236
5.1389 | 40.2449 | 74.8293 | 272.2449 | 27314.5218
5.1458 | 39.6772 | 74.8293 | 272.2449 | 27424.8452
5.1528 | 39.1003 | 74.8293 | 272.2449 | 27529.3003
5.1597 | 38.5341 | 74.8293 | 272.2449 | 27627.7893
5.1667 | 37.9983 | 74.8293 | 272.2449 | 27720.0189
5.1736 | 37.4743 | 74.8293 | 272.2449 | 27805.7934
5.1806 | 36.9405 | 74.8293 | 272.2449 | 27885.1127
5.1875 | 36.3918 | 74.8293 | 272.2449 | 27957.6836
5.1944 | 35.8359 | 74.8293 | 272.2449 | 28023.4082
5.2014 | 35.2658 | 74.8293 | 272.2449 | 28082.0908
5.2083 | 34.6898 | 74.8293 | 272.2449 | 28133.6337
5.2153 | 34.1386 | 74.8293 | 272.2449 | 28178.0369
5.2222 | 33.6604 | 74.8293 | 272.2449 | 28215.2026
5.2292 | 33.3183 | 74.8293 | 272.2449 | 28244.8374
5.2361 | 33.1494 | 74.8293 | 272.2449 | 28267.1368
5.2431 | 33.1514 | 74.8293 | 272.2449 | 28281.9052
5.25 | 33.3207 | 74.8293 | 272.2449 | 28289.1428
5.2569 | 33.6248 | 74.8293 | 272.2449 | 28288.8493
5.2639 | 33.9972 | 74.8293 | 272.2449 | 28280.9272
5.2708 | 34.3757 | 74.8293 | 272.2449 | 28265.5719
5.2778 | 34.7155 | 74.8293 | 272.2449 | 28242.5879
5.2847 | 34.9829 | 74.8293 | 272.2449 | 28212.1707
5.2917 | 35.1666 | 74.8293 | 272.2449 | 28174.3204
5.2986 | 35.2838 | 74.8293 | 272.2449 | 28129.1347
5.3056 | 35.3648 | 74.8293 | 272.2449 | 28076.6138
5.3125 | 35.435 | 74.8293 | 272.2449 | 28016.8553
5.3194 | 35.5254 | 74.8293 | 272.2449 | 27949.9571
5.3264 | 35.6706 | 74.8293 | 272.2449 | 27876.2125
5.3333 | 35.8838 | 74.8293 | 272.2449 | 27795.5239
5.3403 | 36.2018 | 74.8293 | 272.2449 | 27708.0868
5.3472 | 36.6548 | 74.8293 | 272.2449 | 27614.1945
5.3542 | 37.2478 | 74.8293 | 272.2449 | 27513.8472
5.3611 | 37.9679 | 74.8293 | 272.2449 | 27407.3382
5.3681 | 38.7685 | 74.8293 | 272.2449 | 27294.8631
5.375 | 39.587 | 74.8293 | 272.2449 | 27176.5198
5.3819 | 40.3665 | 74.8293 | 272.2449 | 27052.6016
5.3889 | 41.0491 | 74.8293 | 272.2449 | 26923.3042
5.3958 | 41.6002 | 74.8293 | 272.2449 | 26788.9209
5.4028 | 42.0073 | 74.8293 | 272.2449 | 26649.6475
5.4097 | 42.2728 | 74.8293 | 272.2449 | 26505.7772
5.4167 | 42.4012 | 74.8293 | 272.2449 | 26357.4079
5.4236 | 42.3911 | 74.8293 | 272.2449 | 26205.1264
5.4306 | 42.2607 | 74.8293 | 272.2449 | 26048.9328
5.4375 | 42.0437 | 74.8293 | 272.2449 | 25889.2182
5.4444 | 41.7918 | 74.8293 | 272.2449 | 25726.1782
5.4514 | 41.5495 | 74.8293 | 272.2449 | 25560.302
5.4583 | 41.3304 | 74.8293 | 272.2449 | 25391.785
5.4653 | 41.1381 | 74.8293 | 272.2449 | 25220.9207
5.4722 | 40.9579 | 74.8293 | 272.2449 | 25048.1003
5.4792 | 40.7802 | 74.8293 | 272.2449 | 24873.5194
5.4861 | 40.6033 | 74.8293 | 272.2449 | 24697.5693
5.4931 | 40.4244 | 74.8293 | 272.2449 | 24520.5433
5.5 | 40.2366 | 74.8293 | 272.2449 | 24342.8327
5.5069 | 40.0277 | 74.8293 | 272.2449 | 24164.633
5.5139 | 39.7939 | 74.8293 | 272.2449 | 23986.4334
5.5208 | 39.5385 | 74.8293 | 272.2449 | 23808.4294
5.5278 | 39.2916 | 74.8293 | 272.2449 | 23631.0122
5.5347 | 39.1008 | 74.8293 | 272.2449 | 23454.4752
5.5417 | 39.0137 | 74.8293 | 272.2449 | 23279.1119
5.5486 | 39.0583 | 74.8293 | 272.2449 | 23105.4113
5.5556 | 39.2443 | 74.8293 | 272.2449 | 22933.4711
5.5625 | 39.5796 | 74.8293 | 272.2449 | 22763.6827
5.5694 | 40.0528 | 74.8293 | 272.2449 | 22596.4372
5.5764 | 40.633 | 74.8293 | 272.2449 | 22431.9301
5.5833 | 41.299 | 74.8293 | 272.2449 | 22270.4551
5.5903 | 42.0017 | 74.8293 | 272.2449 | 22112.4031
5.5972 | 42.7091 | 74.8293 | 272.2449 | 21957.97
5.6042 | 43.3913 | 74.8293 | 272.2449 | 21807.449
5.6111 | 43.9938 | 74.8293 | 272.2449 | 21661.1336
5.6181 | 44.4719 | 74.8293 | 272.2449 | 21519.3172
5.625 | 44.8247 | 74.8293 | 272.2449 | 21382.1954
5.6319 | 45.0717 | 74.8293 | 272.2449 | 21250.0617
5.6389 | 45.2144 | 74.8293 | 272.2449 | 21123.2093
5.6458 | 45.2339 | 74.8293 | 272.2449 | 21001.6385
5.6528 | 45.1032 | 74.8293 | 272.2449 | 20885.838
5.6597 | 44.8114 | 74.8293 | 272.2449 | 20775.8081
5.6667 | 44.37 | 74.8293 | 272.2449 | 20671.842
5.6736 | 43.8114 | 74.8293 | 272.2449 | 20574.0376
5.6806 | 43.15 | 74.8293 | 272.2449 | 20482.6883
5.6875 | 42.3994 | 74.8293 | 272.2449 | 20397.8919
5.6944 | 41.5947 | 74.8293 | 272.2449 | 20319.7461
5.7014 | 40.7992 | 74.8293 | 272.2449 | 20248.4467
5.7083 | 40.0771 | 74.8293 | 272.2449 | 20184.0914
5.7153 | 39.4818 | 74.8293 | 272.2449 | 20126.778
5.7222 | 39.0294 | 74.8293 | 272.2449 | 20076.6044
5.7292 | 38.7093 | 74.8293 | 272.2449 | 20033.6682
5.7361 | 38.4917 | 74.8293 | 272.2449 | 19997.9696
5.7431 | 38.3495 | 74.8293 | 272.2449 | 19969.7042
5.75 | 38.2822 | 74.8293 | 272.2449 | 19948.6762
5.7569 | 38.2923 | 74.8293 | 272.2449 | 19935.1792
5.7639 | 38.41 | 74.8293 | 272.2449 | 19929.0175
5.7708 | 38.6599 | 74.8293 | 272.2449 | 19930.289
5.7778 | 39.0303 | 74.8293 | 272.2449 | 19938.8958
5.7847 | 39.4949 | 74.8293 | 272.2449 | 19954.8379
5.7917 | 40.0225 | 74.8293 | 272.2449 | 19978.1153
5.7986 | 40.6056 | 74.8293 | 272.2449 | 20008.5325
5.8056 | 41.2443 | 74.8293 | 272.2449 | 20046.1872
5.8125 | 41.922 | 74.8293 | 272.2449 | 20090.8838
5.8194 | 42.6142 | 74.8293 | 272.2449 | 20142.6223
5.8264 | 43.2744 | 74.8293 | 272.2449 | 20201.1094
5.8333 | 43.867 | 74.8293 | 272.2449 | 20266.3449
5.8403 | 44.3553 | 74.8293 | 272.2449 | 20338.1334
5.8472 | 44.7017 | 74.8293 | 272.2449 | 20416.3769
5.8542 | 44.8767 | 74.8293 | 272.2449 | 20500.8799
5.8611 | 44.8507 | 74.8293 | 272.2449 | 20591.4468
5.8681 | 44.5897 | 74.8293 | 272.2449 | 20687.8819
5.875 | 44.0959 | 74.8293 | 272.2449 | 20789.9897
5.8819 | 43.4196 | 74.8293 | 272.2449 | 20897.5746
5.8889 | 42.6447 | 74.8293 | 272.2449 | 21010.3431
5.8958 | 41.8461 | 74.8293 | 272.2449 | 21128.1974
5.9028 | 41.0659 | 74.8293 | 272.2449 | 21250.7463
5.9097 | 40.3567 | 74.8293 | 272.2449 | 21377.892
5.9167 | 39.764 | 74.8293 | 272.2449 | 21509.2433
5.9236 | 39.3141 | 74.8293 | 272.2449 | 21644.6046
5.9306 | 39.0303 | 74.8293 | 272.2449 | 21783.6825
5.9375 | 38.9225 | 74.8293 | 272.2449 | 21926.1835
5.9444 | 38.985 | 74.8293 | 272.2449 | 22071.8143
5.9514 | 39.2106 | 74.8293 | 272.2449 | 22220.2814
5.9583 | 39.5819 | 74.8293 | 272.2449 | 22371.2914
5.9653 | 40.0358 | 74.8293 | 272.2449 | 22524.4531
5.9722 | 40.5155 | 74.8293 | 272.2449 | 22679.6687
5.9792 | 40.9956 | 74.8293 | 272.2449 | 22836.3514
5.9861 | 41.4563 | 74.8293 | 272.2449 | 22994.4033
5.9931 | 41.8858 | 74.8293 | 272.2449 | 23153.4333
6 | 42.2844 | 74.8293 | 272.2449 | 23313.0501
6.0069 | 42.6748 | 74.8293 | 272.2449 | 23473.0581
6.0139 | 43.0773 | 74.8293 | 272.2449 | 23633.0661
6.0208 | 43.4913 | 74.8293 | 272.2449 | 23792.6829
6.0278 | 43.9053 | 74.8293 | 272.2449 | 23951.7128
6.0347 | 44.313 | 74.8293 | 272.2449 | 24109.7648
6.0417 | 44.69 | 74.8293 | 272.2449 | 24266.4474
6.0486 | 45.0033 | 74.8293 | 272.2449 | 24421.663
6.0556 | 45.2166 | 74.8293 | 272.2449 | 24574.8247
6.0625 | 45.2971 | 74.8293 | 272.2449 | 24725.8347
6.0694 | 45.2325 | 74.8293 | 272.2449 | 24874.3018
6.0764 | 45.0389 | 74.8293 | 272.2449 | 25019.9326
6.0833 | 44.7347 | 74.8293 | 272.2449 | 25162.4336
6.0903 | 44.3422 | 74.8293 | 272.2449 | 25301.5115
6.0972 | 43.8723 | 74.8293 | 272.2449 | 25436.8728
6.1042 | 43.3298 | 74.8293 | 272.2449 | 25568.2241
6.1111 | 42.7291 | 74.8293 | 272.2449 | 25695.3698
6.1181 | 42.1072 | 74.8293 | 272.2449 | 25817.9188
6.125 | 41.4946 | 74.8293 | 272.2449 | 25935.7731
6.1319 | 40.9167 | 74.8293 | 272.2449 | 26048.5416
6.1389 | 40.387 | 74.8293 | 272.2449 | 26156.1264
6.1458 | 39.9075 | 74.8293 | 272.2449 | 26258.2342
6.1528 | 39.4887 | 74.8293 | 272.2449 | 26354.6694
6.1597 | 39.1337 | 74.8293 | 272.2449 | 26445.2362
6.1667 | 38.8418 | 74.8293 | 272.2449 | 26529.7392
6.1736 | 38.593 | 74.8293 | 272.2449 | 26607.9828
6.1806 | 38.3566 | 74.8293 | 272.2449 | 26679.7712
6.1875 | 38.1189 | 74.8293 | 272.2449 | 26745.0068
6.1944 | 37.874 | 74.8293 | 272.2449 | 26803.4938
6.2014 | 37.6247 | 74.8293 | 272.2449 | 26855.2323
6.2083 | 37.3728 | 74.8293 | 272.2449 | 26899.9289
6.2153 | 37.1184 | 74.8293 | 272.2449 | 26937.5836
6.2222 | 36.8594 | 74.8293 | 272.2449 | 26968.0008
6.2292 | 36.6008 | 74.8293 | 272.2449 | 26991.2783
6.2361 | 36.3541 | 74.8293 | 272.2449 | 27007.2204
6.2431 | 36.1395 | 74.8293 | 272.2449 | 27015.8272
6.25 | 35.9804 | 74.8293 | 272.2449 | 27017.0986
6.2569 | 35.914 | 74.8293 | 272.2449 | 27010.9369
6.2639 | 35.9588 | 74.8293 | 272.2449 | 26997.4399
6.2708 | 36.1176 | 74.8293 | 272.2449 | 26976.412
6.2778 | 36.3797 | 74.8293 | 272.2449 | 26948.1465
6.2847 | 36.737 | 74.8293 | 272.2449 | 26912.4479
6.2917 | 37.1789 | 74.8293 | 272.2449 | 26869.5118
6.2986 | 37.6968 | 74.8293 | 272.2449 | 26819.3381
6.3056 | 38.2919 | 74.8293 | 272.2449 | 26762.0247
6.3125 | 38.9458 | 74.8293 | 272.2449 | 26697.6694
6.3194 | 39.6321 | 74.8293 | 272.2449 | 26626.37
6.3264 | 40.339 | 74.8293 | 272.2449 | 26548.2243
6.3333 | 41.0535 | 74.8293 | 272.2449 | 26463.4279
6.3403 | 41.7661 | 74.8293 | 272.2449 | 26372.0785
6.3472 | 42.4527 | 74.8293 | 272.2449 | 26274.2741
6.3542 | 43.0943 | 74.8293 | 272.2449 | 26170.308
6.3611 | 43.6922 | 74.8293 | 272.2449 | 26060.2781
6.3681 | 44.2526 | 74.8293 | 272.2449 | 25944.4777
6.375 | 44.7643 | 74.8293 | 272.2449 | 25822.9068
6.3819 | 45.2302 | 74.8293 | 272.2449 | 25696.0545
6.3889 | 45.6618 | 74.8293 | 272.2449 | 25563.9207
6.3958 | 46.0556 | 74.8293 | 272.2449 | 25426.7989
6.4028 | 46.3953 | 74.8293 | 272.2449 | 25284.9825
6.4097 | 46.6724 | 74.8293 | 272.2449 | 25138.6671
6.4167 | 46.868 | 74.8293 | 272.2449 | 24988.1462
6.4236 | 46.9663 | 74.8293 | 272.2449 | 24833.713
6.4306 | 46.952 | 74.8293 | 272.2449 | 24675.6611
6.4375 | 46.8181 | 74.8293 | 272.2449 | 24514.186
6.4444 | 46.5445 | 74.8293 | 272.2449 | 24349.679
6.4514 | 46.1203 | 74.8293 | 272.2449 | 24182.4334
6.4583 | 45.5327 | 74.8293 | 272.2449 | 24012.645
6.4653 | 44.7891 | 74.8293 | 272.2449 | 23840.7048
6.4722 | 43.9188 | 74.8293 | 272.2449 | 23667.0042
6.4792 | 42.9513 | 74.8293 | 272.2449 | 23491.6409
6.4861 | 41.9244 | 74.8293 | 272.2449 | 23315.1039
6.4931 | 40.8606 | 74.8293 | 272.2449 | 23137.6868
6.5 | 39.7812 | 74.8293 | 272.2449 | 22959.6827
6.5069 | 38.7147 | 74.8293 | 272.2449 | 22781.4831
6.5139 | 37.6847 | 74.8293 | 272.2449 | 22603.2835
6.5208 | 36.7325 | 74.8293 | 272.2449 | 22425.5729
6.5278 | 35.8778 | 74.8293 | 272.2449 | 22248.5469
6.5347 | 35.1079 | 74.8293 | 272.2449 | 22072.5967
6.5417 | 34.4067 | 74.8293 | 272.2449 | 21898.0159
6.5486 | 33.7777 | 74.8293 | 272.2449 | 21725.1955
6.5556 | 33.2244 | 74.8293 | 272.2449 | 21554.3312
6.5625 | 32.7413 | 74.8293 | 272.2449 | 21385.8142
6.5694 | 32.326 | 74.8293 | 272.2449 | 21219.9379
6.5764 | 31.9744 | 74.8293 | 272.2449 | 21056.898
6.5833 | 31.6847 | 74.8293 | 272.2449 | 20897.1834
6.5903 | 31.4545 | 74.8293 | 272.2449 | 20740.9897
6.5972 | 31.2855 | 74.8293 | 272.2449 | 20588.7083
6.6042 | 31.1733 | 74.8293 | 272.2449 | 20440.339
6.6111 | 31.1137 | 74.8293 | 272.2449 | 20296.4687
6.6181 | 31.0903 | 74.8293 | 272.2449 | 20157.1952
6.625 | 31.0953 | 74.8293 | 272.2449 | 20022.8119
6.6319 | 31.1326 | 74.8293 | 272.2449 | 19893.5145
6.6389 | 31.2011 | 74.8293 | 272.2449 | 19769.5963
6.6458 | 31.3017 | 74.8293 | 272.2449 | 19651.253
6.6528 | 31.4573 | 74.8293 | 272.2449 | 19538.7779
6.6597 | 31.6916 | 74.8293 | 272.2449 | 19432.2689
6.6667 | 32.0245 | 74.8293 | 272.2449 | 19331.9216
6.6736 | 32.4653 | 74.8293 | 272.2449 | 19238.0294
6.6806 | 33.0103 | 74.8293 | 272.2449 | 19150.5922
6.6875 | 33.6478 | 74.8293 | 272.2449 | 19069.9036
6.6944 | 34.3846 | 74.8293 | 272.2449 | 18996.1591
6.7014 | 35.2111 | 74.8293 | 272.2449 | 18929.2609
6.7083 | 36.1021 | 74.8293 | 272.2449 | 18869.5024
6.7153 | 37.0418 | 74.8293 | 272.2449 | 18816.9814
6.7222 | 37.999 | 74.8293 | 272.2449 | 18771.7958
6.7292 | 38.9256 | 74.8293 | 272.2449 | 18733.9454
6.7361 | 39.7928 | 74.8293 | 272.2449 | 18703.5283
6.7431 | 40.5984 | 74.8293 | 272.2449 | 18680.5442
6.75 | 41.3319 | 74.8293 | 272.2449 | 18665.1889
6.7569 | 41.9819 | 74.8293 | 272.2449 | 18657.2668
6.7639 | 42.5577 | 74.8293 | 272.2449 | 18656.9734
6.7708 | 43.0464 | 74.8293 | 272.2449 | 18664.2109
6.7778 | 43.4383 | 74.8293 | 272.2449 | 18678.9794
6.7847 | 43.7463 | 74.8293 | 272.2449 | 18701.2788
6.7917 | 43.9663 | 74.8293 | 272.2449 | 18730.9135
6.7986 | 44.0947 | 74.8293 | 272.2449 | 18768.0792
6.8056 | 44.1211 | 74.8293 | 272.2449 | 18812.4824
6.8125 | 44.0341 | 74.8293 | 272.2449 | 18864.0253
6.8194 | 43.8271 | 74.8293 | 272.2449 | 18922.708
6.8264 | 43.5136 | 74.8293 | 272.2449 | 18988.4325
6.8333 | 43.1184 | 74.8293 | 272.2449 | 19061.0034
6.8403 | 42.6324 | 74.8293 | 272.2449 | 19140.3228
6.8472 | 42.1641 | 74.8293 | 272.2449 | 19226.0972
6.8542 | 41.7495 | 74.8293 | 272.2449 | 19318.3268
6.8611 | 41.3948 | 74.8293 | 272.2449 | 19416.8158
6.8681 | 41.095 | 74.8293 | 272.2449 | 19521.2709
6.875 | 40.8433 | 74.8293 | 272.2449 | 19631.5943
6.8819 | 40.6346 | 74.8293 | 272.2449 | 19747.4925
6.8889 | 40.4667 | 74.8293 | 272.2449 | 19868.77
6.8958 | 40.339 | 74.8293 | 272.2449 | 19995.1333
6.9028 | 40.2511 | 74.8293 | 272.2449 | 20126.4846
6.9097 | 40.2033 | 74.8293 | 272.2449 | 20262.4327
6.9167 | 40.1961 | 74.8293 | 272.2449 | 20402.7821
6.9236 | 40.2302 | 74.8293 | 272.2449 | 20547.337
6.9306 | 40.3069 | 74.8293 | 272.2449 | 20695.6085
6.9375 | 40.4274 | 74.8293 | 272.2449 | 20847.4987
6.9444 | 40.5929 | 74.8293 | 272.2449 | 21002.6165
6.9514 | 40.8043 | 74.8293 | 272.2449 | 21160.6684
6.9583 | 41.0628 | 74.8293 | 272.2449 | 21321.4589
6.9653 | 41.3694 | 74.8293 | 272.2449 | 21484.5966
6.9722 | 41.7252 | 74.8293 | 272.2449 | 21649.6905
6.9792 | 42.131 | 74.8293 | 272.2449 | 21816.6426
6.9861 | 42.5877 | 74.8293 | 272.2449 | 21984.8662
6.9931 | 43.0967 | 74.8293 | 272.2449 | 22154.2634
7 | 43.6595 | 74.8293 | 272.2449 | 22324.4431

## Biomass
Biomass
Time | Ordinary heterotrophic organisms (OHO) (CSTR4) | Aerobic nitrifying organisms (NITO) (CSTR4) | Ordinary heterotrophic organisms (OHO) (CSTR3) | Aerobic nitrifying organisms (NITO) (CSTR3) | Ordinary heterotrophic organisms (OHO) (CSTR2) | Aerobic nitrifying organisms (NITO) (CSTR2)
d | g COD/m3 | g COD/m3 | g COD/m3 | g COD/m3 | g COD/m3 | g COD/m3
0 | 995.7491 | 96.1667 | 996.6343 | 96.3438 | 995.36 | 95.6873
0.0069444 | 995.7539 | 96.168 | 996.5448 | 96.2797 | 995.3424 | 95.6608
0.013889 | 995.7582 | 96.172 | 996.4372 | 96.228 | 995.2033 | 95.5098
0.020833 | 995.7649 | 96.1756 | 996.3289 | 96.17 | 995.0825 | 95.398
0.027778 | 995.768 | 96.1792 | 996.2324 | 96.1119 | 995.0031 | 95.3149
0.034722 | 995.7667 | 96.1825 | 996.1531 | 96.057 | 994.9555 | 95.2531
0.041667 | 995.7633 | 96.1853 | 996.0932 | 96.0071 | 994.9327 | 95.207
0.048611 | 995.7388 | 96.1851 | 996.0528 | 95.963 | 994.9287 | 95.1725
0.055556 | 995.7008 | 96.1858 | 996.031 | 95.9248 | 994.938 | 95.1465
0.0625 | 995.678 | 96.1911 | 996.0358 | 95.9009 | 994.9881 | 95.1533
0.069444 | 995.6858 | 96.2011 | 996.1178 | 95.9439 | 995.1127 | 95.2301
0.076389 | 995.7233 | 96.2119 | 996.2196 | 95.9788 | 995.2452 | 95.304
0.083333 | 995.7779 | 96.2184 | 996.3062 | 95.9938 | 995.3676 | 95.3653
0.090278 | 995.8728 | 96.2269 | 996.3814 | 95.9976 | 995.4669 | 95.3934
0.097222 | 995.9876 | 96.223 | 996.4615 | 96.0027 | 995.545 | 95.3902
0.10417 | 996.1044 | 96.2212 | 996.612 | 96.0693 | 995.6357 | 95.3912
0.11111 | 996.2155 | 96.224 | 996.8098 | 96.1561 | 995.7524 | 95.405
0.11806 | 996.3172 | 96.2283 | 996.9947 | 96.2041 | 995.8302 | 95.3643
0.125 | 996.427 | 96.2324 | 997.1474 | 96.2157 | 995.8639 | 95.2892
0.13194 | 996.5503 | 96.2324 | 997.2669 | 96.1962 | 995.9216 | 95.2343
0.13889 | 996.6795 | 96.2271 | 997.3088 | 96.1036 | 996.0918 | 95.2648
0.14583 | 996.8335 | 96.2267 | 997.3844 | 96.0544 | 996.334 | 95.3513
0.15278 | 996.9912 | 96.2271 | 997.5169 | 96.0439 | 996.5865 | 95.4389
0.15972 | 997.1603 | 96.2356 | 997.688 | 96.0559 | 996.8235 | 95.5023
0.16667 | 997.3571 | 96.2468 | 997.8821 | 96.0779 | 997.049 | 95.5483
0.17361 | 997.5679 | 96.2554 | 998.0907 | 96.1031 | 997.2705 | 95.5823
0.18056 | 997.7767 | 96.2638 | 998.3064 | 96.1247 | 997.475 | 95.5843
0.1875 | 997.9717 | 96.272 | 998.5023 | 96.1219 | 997.5396 | 95.4516
0.19444 | 998.172 | 96.2826 | 998.6711 | 96.0935 | 997.6265 | 95.3561
0.20139 | 998.4133 | 96.2955 | 998.8358 | 96.0555 | 997.7577 | 95.2881
0.20833 | 998.6733 | 96.3026 | 999.0079 | 96.0163 | 997.924 | 95.2404
0.21528 | 998.9311 | 96.3114 | 999.2128 | 95.995 | 998.2375 | 95.3115
0.22222 | 999.201 | 96.331 | 999.5202 | 96.0532 | 998.5931 | 95.4044
0.22917 | 999.4939 | 96.3584 | 999.874 | 96.1347 | 998.9396 | 95.4862
0.23611 | 999.8034 | 96.3891 | 1000.2394 | 96.2212 | 999.2743 | 95.5557
0.24306 | 1000.1127 | 96.4224 | 1000.6199 | 96.3203 | 999.5991 | 95.612
0.25 | 1000.4097 | 96.4592 | 1000.9927 | 96.4044 | 999.9092 | 95.648
0.25694 | 1000.6996 | 96.4992 | 1001.3353 | 96.4561 | 1000.1969 | 95.6575
0.26389 | 1001.016 | 96.545 | 1001.6632 | 96.4979 | 1000.4822 | 95.6675
0.27083 | 1001.3466 | 96.5896 | 1001.9989 | 96.5494 | 1000.8013 | 95.7162
0.27778 | 1001.6605 | 96.6349 | 1002.3478 | 96.6116 | 1001.1354 | 95.7756
0.28472 | 1001.9808 | 96.6883 | 1002.7026 | 96.6775 | 1001.467 | 95.8298
0.29167 | 1002.3125 | 96.7421 | 1003.0538 | 96.738 | 1001.7956 | 95.8809
0.29861 | 1002.6503 | 96.7946 | 1003.399 | 96.7924 | 1002.1115 | 95.9151
0.30556 | 1003.0072 | 96.8444 | 1003.7049 | 96.8085 | 1002.3358 | 95.855
0.3125 | 1003.3909 | 96.8859 | 1003.9719 | 96.7945 | 1002.604 | 95.8483
0.31944 | 1003.7677 | 96.9196 | 1004.2478 | 96.7909 | 1002.9418 | 95.8989
0.32639 | 1004.1266 | 96.9543 | 1004.5709 | 96.8285 | 1003.2895 | 95.9461
0.33333 | 1004.4587 | 96.9878 | 1004.9189 | 96.8815 | 1003.5735 | 95.9291
0.34028 | 1004.7435 | 97.0146 | 1005.2416 | 96.9069 | 1003.7878 | 95.871
0.34722 | 1005.0245 | 97.0418 | 1005.5369 | 96.9116 | 1004.0188 | 95.8376
0.35417 | 1005.3079 | 97.0583 | 1005.7931 | 96.879 | 1004.2716 | 95.8217
0.36111 | 1005.5858 | 97.0647 | 1006.0239 | 96.8307 | 1004.5373 | 95.8175
0.36806 | 1005.8573 | 97.0645 | 1006.2533 | 96.7871 | 1004.8095 | 95.8203
0.375 | 1006.125 | 97.06 | 1006.4934 | 96.7552 | 1005.0838 | 95.8269
0.38194 | 1006.3831 | 97.0476 | 1006.6866 | 96.6842 | 1005.3573 | 95.8347
0.38889 | 1006.6851 | 97.0419 | 1006.8924 | 96.6359 | 1005.6286 | 95.8422
0.39583 | 1007.0028 | 97.0222 | 1007.1195 | 96.6028 | 1005.8996 | 95.8485
0.40278 | 1007.3073 | 96.9974 | 1007.3832 | 96.5963 | 1006.2233 | 95.8896
0.40972 | 1007.6154 | 96.9804 | 1007.7895 | 96.7134 | 1006.583 | 95.9527
0.41667 | 1007.9269 | 96.9593 | 1008.1957 | 96.7932 | 1006.9102 | 95.984
0.42361 | 1008.2208 | 96.9315 | 1008.572 | 96.8418 | 1007.2463 | 96.03
0.43056 | 1008.4952 | 96.9021 | 1008.9241 | 96.8655 | 1007.5538 | 96.0484
0.4375 | 1008.7575 | 96.8715 | 1009.2107 | 96.8428 | 1007.7479 | 95.9837
0.44444 | 1009.0096 | 96.8421 | 1009.4026 | 96.7742 | 1007.9382 | 95.9312
0.45139 | 1009.2145 | 96.8186 | 1009.5444 | 96.6949 | 1008.1393 | 95.8874
0.45833 | 1009.4037 | 96.804 | 1009.7002 | 96.6381 | 1008.374 | 95.8722
0.46528 | 1009.5982 | 96.7939 | 1009.8956 | 96.6121 | 1008.7176 | 95.9657
0.47222 | 1009.8109 | 96.794 | 1010.2085 | 96.6821 | 1009.0582 | 96.0603
0.47917 | 1010.0789 | 96.7967 | 1010.5508 | 96.7605 | 1009.3551 | 96.1267
0.48611 | 1010.3558 | 96.7849 | 1010.8738 | 96.8199 | 1009.6196 | 96.1737
0.49306 | 1010.6149 | 96.7703 | 1011.1387 | 96.8359 | 1009.8434 | 96.1818
0.5 | 1010.8564 | 96.7583 | 1011.2888 | 96.7886 | 1009.9987 | 96.1263
0.50694 | 1011.079 | 96.7535 | 1011.4033 | 96.7441 | 1010.0603 | 96.0098
0.51389 | 1011.2818 | 96.7588 | 1011.5988 | 96.7763 | 1010.1366 | 95.9227
0.52083 | 1011.4288 | 96.7715 | 1011.8131 | 96.8059 | 1010.3296 | 95.9363
0.52778 | 1011.5666 | 96.7916 | 1012.0195 | 96.8288 | 1010.559 | 95.986
0.53472 | 1011.7115 | 96.8092 | 1012.1946 | 96.8346 | 1010.7634 | 96.026
0.54167 | 1011.8512 | 96.8232 | 1012.2944 | 96.7974 | 1010.9653 | 96.0917
0.54861 | 1011.9793 | 96.8388 | 1012.3822 | 96.7808 | 1011.1494 | 96.1553
0.55556 | 1012.0978 | 96.8578 | 1012.4818 | 96.7863 | 1011.3065 | 96.2059
0.5625 | 1012.2105 | 96.8803 | 1012.6059 | 96.8204 | 1011.4403 | 96.2476
0.56944 | 1012.315 | 96.9022 | 1012.7048 | 96.8366 | 1011.5548 | 96.2832
0.57639 | 1012.4517 | 96.9249 | 1012.7973 | 96.8614 | 1011.6403 | 96.2956
0.58333 | 1012.5902 | 96.9382 | 1012.9219 | 96.921 | 1011.6888 | 96.2748
0.59028 | 1012.7048 | 96.9497 | 1013.0187 | 96.9504 | 1011.7309 | 96.2593
0.59722 | 1012.7946 | 96.9628 | 1013.1009 | 96.9805 | 1011.8056 | 96.2927
0.60417 | 1012.8626 | 96.9794 | 1013.2064 | 97.0433 | 1011.8905 | 96.3436
0.61111 | 1012.9135 | 96.9954 | 1013.309 | 97.1017 | 1011.9607 | 96.3859
0.61806 | 1012.9486 | 97.0083 | 1013.3773 | 97.1328 | 1012.013 | 96.4209
0.625 | 1012.9701 | 97.0183 | 1013.3411 | 97.0904 | 1012.0386 | 96.4357
0.63194 | 1012.9765 | 97.0319 | 1013.2899 | 97.0709 | 1012.0402 | 96.4374
0.63889 | 1012.9681 | 97.0482 | 1013.2439 | 97.0627 | 1012.0303 | 96.443
0.64583 | 1012.948 | 97.0669 | 1013.2264 | 97.0885 | 1012.012 | 96.4537
0.65278 | 1012.9182 | 97.0864 | 1013.2396 | 97.1456 | 1011.9683 | 96.4456
0.65972 | 1012.876 | 97.1029 | 1013.2408 | 97.1882 | 1011.909 | 96.4359
0.66667 | 1012.8208 | 97.1158 | 1013.2082 | 97.2059 | 1011.8531 | 96.4461
0.67361 | 1012.7536 | 97.1266 | 1013.1445 | 97.209 | 1011.7881 | 96.455
0.68056 | 1012.6688 | 97.1394 | 1013.0905 | 97.2405 | 1011.702 | 96.4503
0.6875 | 1012.5545 | 97.1554 | 1013.0195 | 97.2561 | 1011.5482 | 96.3836
0.69444 | 1012.4234 | 97.1708 | 1012.9065 | 97.244 | 1011.3558 | 96.3055
0.70139 | 1012.2912 | 97.1813 | 1012.7763 | 97.2341 | 1011.2359 | 96.3146
0.70833 | 1012.1691 | 97.1833 | 1012.659 | 97.2459 | 1011.1783 | 96.3997
0.71528 | 1012.0466 | 97.1762 | 1012.5503 | 97.2667 | 1011.1211 | 96.4896
0.72222 | 1011.9019 | 97.1679 | 1012.4382 | 97.2843 | 1011.0389 | 96.557
0.72917 | 1011.7376 | 97.1578 | 1012.3155 | 97.2921 | 1010.9271 | 96.5957
0.73611 | 1011.5602 | 97.1474 | 1012.1745 | 97.286 | 1010.7796 | 96.5968
0.74306 | 1011.3729 | 97.1383 | 1012.0164 | 97.2734 | 1010.6284 | 96.6119
0.75 | 1011.1731 | 97.1249 | 1011.8453 | 97.2598 | 1010.4801 | 96.6427
0.75694 | 1010.9698 | 97.1062 | 1011.6635 | 97.2454 | 1010.3194 | 96.6622
0.76389 | 1010.7606 | 97.0861 | 1011.4753 | 97.2312 | 1010.1416 | 96.6661
0.77083 | 1010.5439 | 97.0652 | 1011.2718 | 97.2072 | 1009.9372 | 96.6393
0.77778 | 1010.3329 | 97.054 | 1011.0574 | 97.1811 | 1009.7071 | 96.5884
0.78472 | 1010.0985 | 97.0429 | 1010.8431 | 97.1576 | 1009.4639 | 96.5322
0.79167 | 1009.8638 | 97.0265 | 1010.6289 | 97.1333 | 1009.2473 | 96.5208
0.79861 | 1009.6276 | 97.006 | 1010.4128 | 97.1086 | 1009.0473 | 96.5309
0.80556 | 1009.3756 | 96.9745 | 1010.1928 | 97.0835 | 1008.8498 | 96.5453
0.8125 | 1009.1339 | 96.9389 | 1009.9666 | 97.0573 | 1008.6477 | 96.5536
0.81944 | 1008.9047 | 96.9125 | 1009.7266 | 97.0268 | 1008.4383 | 96.552
0.82639 | 1008.6624 | 96.891 | 1009.4775 | 96.9976 | 1008.2149 | 96.5299
0.83333 | 1008.4153 | 96.8693 | 1009.2307 | 96.9687 | 1007.8743 | 96.3698
0.84028 | 1008.173 | 96.8454 | 1008.9745 | 96.9306 | 1007.5415 | 96.2461
0.84722 | 1007.9279 | 96.8132 | 1008.7002 | 96.8819 | 1007.2406 | 96.1482
0.85417 | 1007.7096 | 96.7793 | 1008.3744 | 96.7961 | 1006.9639 | 96.0686
0.86111 | 1007.4948 | 96.7515 | 1008.0568 | 96.7327 | 1006.7059 | 96.0021
0.86806 | 1007.2767 | 96.7278 | 1007.7813 | 96.6948 | 1006.5682 | 96.0718
0.875 | 1007.0567 | 96.7055 | 1007.5521 | 96.6834 | 1006.4544 | 96.1454
0.88194 | 1006.8343 | 96.6825 | 1007.3499 | 96.6828 | 1006.3191 | 96.1879
0.88889 | 1006.6084 | 96.6608 | 1007.1555 | 96.674 | 1006.1292 | 96.1515
0.89583 | 1006.3785 | 96.6407 | 1006.9487 | 96.6428 | 1005.8574 | 96.0343
0.90278 | 1006.1509 | 96.6188 | 1006.7391 | 96.6046 | 1005.6636 | 96.018
0.90972 | 1005.9359 | 96.5935 | 1006.5473 | 96.5754 | 1005.5169 | 96.037
0.91667 | 1005.7291 | 96.5577 | 1006.3717 | 96.5538 | 1005.3789 | 96.0582
0.92361 | 1005.5397 | 96.5145 | 1006.2067 | 96.5329 | 1005.2333 | 96.0587
0.93056 | 1005.3531 | 96.4729 | 1006.0433 | 96.5036 | 1005.053 | 96.0038
0.9375 | 1005.1669 | 96.4365 | 1005.9219 | 96.4956 | 1004.8215 | 95.8939
0.94444 | 1004.9772 | 96.3959 | 1005.8203 | 96.4712 | 1004.6551 | 95.8597
0.95139 | 1004.8024 | 96.3504 | 1005.7185 | 96.4344 | 1004.5466 | 95.8765
0.95833 | 1004.6447 | 96.3043 | 1005.6148 | 96.3983 | 1004.4499 | 95.8916
0.96528 | 1004.5044 | 96.2606 | 1005.491 | 96.356 | 1004.348 | 95.8896
0.97222 | 1004.3834 | 96.2239 | 1005.3238 | 96.303 | 1004.2435 | 95.8754
0.97917 | 1004.2668 | 96.1942 | 1005.1635 | 96.2653 | 1004.1046 | 95.8034
0.98611 | 1004.154 | 96.1653 | 1005.0426 | 96.2419 | 1003.8761 | 95.6431
0.99306 | 1004.0572 | 96.135 | 1004.9417 | 96.2145 | 1003.6718 | 95.5167
1 | 1003.9772 | 96.1051 | 1004.8493 | 96.1834 | 1003.509 | 95.4146
1.0069 | 1003.9135 | 96.0768 | 1004.7653 | 96.1543 | 1003.3796 | 95.3305
1.0139 | 1003.8668 | 96.0516 | 1004.6823 | 96.1203 | 1003.2777 | 95.2598
1.0208 | 1003.8359 | 96.0309 | 1004.5937 | 96.0772 | 1003.1993 | 95.1993
1.0278 | 1003.8175 | 96.0157 | 1004.493 | 96.0177 | 1003.1664 | 95.168
1.0347 | 1003.7886 | 96.008 | 1004.3735 | 95.9359 | 1003.1247 | 95.1169
1.0417 | 1003.7473 | 96.0079 | 1004.2776 | 95.8735 | 1003.0933 | 95.0735
1.0486 | 1003.718 | 96.0122 | 1004.2142 | 95.8233 | 1003.0763 | 95.0369
1.0556 | 1003.7171 | 96.0215 | 1004.1879 | 95.7897 | 1003.1375 | 95.065
1.0625 | 1003.7619 | 96.0355 | 1004.2061 | 95.7799 | 1003.2512 | 95.1337
1.0694 | 1003.837 | 96.0463 | 1004.2577 | 95.787 | 1003.3515 | 95.1731
1.0764 | 1003.9218 | 96.0569 | 1004.3125 | 95.7877 | 1003.3443 | 95.1045
1.0833 | 1004.0091 | 96.0693 | 1004.3592 | 95.7747 | 1003.3495 | 95.0545
1.0903 | 1004.1019 | 96.0849 | 1004.4318 | 95.7734 | 1003.5131 | 95.1439
1.0972 | 1004.1936 | 96.1024 | 1004.5489 | 95.7979 | 1003.7178 | 95.2483
1.1042 | 1004.2721 | 96.1221 | 1004.7558 | 95.9035 | 1003.9066 | 95.3264
1.1111 | 1004.4136 | 96.1726 | 1005.0095 | 96.0347 | 1004.0809 | 95.3865
1.1181 | 1004.6121 | 96.2073 | 1005.2528 | 96.1347 | 1004.2434 | 95.4243
1.125 | 1004.8153 | 96.2231 | 1005.4681 | 96.1935 | 1004.4021 | 95.4451
1.1319 | 1005.0148 | 96.2361 | 1005.6703 | 96.2323 | 1004.5692 | 95.4616
1.1389 | 1005.213 | 96.2496 | 1005.8766 | 96.2666 | 1004.7222 | 95.4447
1.1458 | 1005.4136 | 96.2629 | 1006.0681 | 96.28 | 1004.779 | 95.3371
1.1528 | 1005.6172 | 96.2754 | 1006.2351 | 96.2696 | 1004.8649 | 95.2623
1.1597 | 1005.8193 | 96.2885 | 1006.3867 | 96.24 | 1004.994 | 95.2111
1.1667 | 1006.0167 | 96.3006 | 1006.4938 | 96.1617 | 1005.1543 | 95.177
1.1736 | 1006.2119 | 96.3132 | 1006.5962 | 96.0801 | 1005.4497 | 95.2541
1.1806 | 1006.4263 | 96.3347 | 1006.8151 | 96.0975 | 1005.7919 | 95.3646
1.1875 | 1006.6713 | 96.3612 | 1007.0915 | 96.1422 | 1006.1205 | 95.4593
1.1944 | 1006.924 | 96.3833 | 1007.3268 | 96.1407 | 1006.4247 | 95.527
1.2014 | 1007.1355 | 96.3985 | 1007.5717 | 96.1558 | 1006.7126 | 95.5764
1.2083 | 1007.3461 | 96.4245 | 1007.8342 | 96.1795 | 1006.9933 | 95.6193
1.2153 | 1007.5868 | 96.4599 | 1008.1424 | 96.2382 | 1007.2687 | 95.6566
1.2222 | 1007.9164 | 96.517 | 1008.5369 | 96.374 | 1007.5396 | 95.6867
1.2292 | 1008.281 | 96.5542 | 1008.9186 | 96.4728 | 1007.7898 | 95.6846
1.2361 | 1008.6413 | 96.582 | 1009.2478 | 96.5243 | 1007.9237 | 95.578
1.2431 | 1008.9936 | 96.6086 | 1009.5319 | 96.5415 | 1008.092 | 95.5085
1.25 | 1009.3355 | 96.6371 | 1009.7953 | 96.5385 | 1008.3108 | 95.4658
1.2569 | 1009.6674 | 96.6698 | 1010.065 | 96.5353 | 1008.6174 | 95.4801
1.2639 | 1009.9994 | 96.7081 | 1010.3673 | 96.5517 | 1008.9863 | 95.5359
1.2708 | 1010.3356 | 96.7503 | 1010.6825 | 96.5739 | 1009.2597 | 95.511
1.2778 | 1010.6737 | 96.7945 | 1010.993 | 96.5931 | 1009.5354 | 95.5022
1.2847 | 1011.0128 | 96.8404 | 1011.3034 | 96.6099 | 1009.8299 | 95.5058
1.2917 | 1011.3412 | 96.8862 | 1011.617 | 96.6278 | 1010.1381 | 95.5194
1.2986 | 1011.6051 | 96.9175 | 1011.9375 | 96.6413 | 1010.5839 | 95.6509
1.3056 | 1011.8645 | 96.9573 | 1012.189 | 96.5829 | 1011.0527 | 95.8029
1.3125 | 1012.1356 | 96.9976 | 1012.4746 | 96.5779 | 1011.4766 | 95.922
1.3194 | 1012.4261 | 97.0433 | 1012.7917 | 96.6 | 1011.8394 | 95.9924
1.3264 | 1012.7863 | 97.123 | 1013.1107 | 96.6266 | 1012.1241 | 95.9993
1.3333 | 1013.1805 | 97.2012 | 1013.4945 | 96.721 | 1012.3739 | 95.9893
1.3403 | 1013.5822 | 97.2731 | 1013.8349 | 96.7615 | 1012.7436 | 96.0983
1.3472 | 1013.9657 | 97.3342 | 1014.1487 | 96.7919 | 1013.1446 | 96.2222
1.3542 | 1014.3217 | 97.3889 | 1014.4783 | 96.8451 | 1013.5325 | 96.3297
1.3611 | 1014.6101 | 97.4213 | 1014.9087 | 96.9944 | 1013.8979 | 96.4149
1.3681 | 1014.9263 | 97.4935 | 1015.3564 | 97.1548 | 1014.1251 | 96.3683
1.375 | 1015.2892 | 97.586 | 1015.7402 | 97.2603 | 1014.3091 | 96.3162
1.3819 | 1015.6702 | 97.6714 | 1016.0979 | 97.3473 | 1014.6758 | 96.4315
1.3889 | 1016.0091 | 97.7277 | 1016.4668 | 97.4427 | 1015.0822 | 96.5671
1.3958 | 1016.3408 | 97.79 | 1016.8268 | 97.5288 | 1015.4657 | 96.6848
1.4028 | 1016.6565 | 97.8393 | 1017.0646 | 97.5035 | 1015.8268 | 96.7889
1.4097 | 1016.9484 | 97.8795 | 1017.3079 | 97.5123 | 1016.1691 | 96.8819
1.4167 | 1017.2322 | 97.9198 | 1017.5739 | 97.5409 | 1016.4864 | 96.9543
1.4236 | 1017.5126 | 97.9607 | 1017.8468 | 97.5768 | 1016.7695 | 96.9967
1.4306 | 1017.8068 | 98.0124 | 1018.226 | 97.7203 | 1017.0196 | 97.0142
1.4375 | 1018.177 | 98.0867 | 1018.611 | 97.8524 | 1017.3025 | 97.0795
1.4444 | 1018.5539 | 98.126 | 1018.9678 | 97.9604 | 1017.6071 | 97.1663
1.4514 | 1018.8984 | 98.1462 | 1019.3011 | 98.0499 | 1017.9077 | 97.2435
1.4583 | 1019.1982 | 98.1601 | 1019.6149 | 98.1218 | 1018.2009 | 97.3114
1.4653 | 1019.4318 | 98.173 | 1019.9118 | 98.177 | 1018.4841 | 97.3706
1.4722 | 1019.6459 | 98.1878 | 1020.1865 | 98.2112 | 1018.7257 | 97.3874
1.4792 | 1019.8481 | 98.1902 | 1020.3109 | 98.1337 | 1018.8114 | 97.2782
1.4861 | 1020.029 | 98.1877 | 1020.3862 | 98.0572 | 1018.9023 | 97.2035
1.4931 | 1020.1978 | 98.188 | 1020.519 | 98.0352 | 1019.0175 | 97.1528
1.5 | 1020.3674 | 98.1921 | 1020.7171 | 98.0674 | 1019.1451 | 97.1188
1.5069 | 1020.5377 | 98.1948 | 1020.9337 | 98.1038 | 1019.4082 | 97.2148
1.5139 | 1020.7051 | 98.1941 | 1021.1621 | 98.1461 | 1019.6803 | 97.3153
1.5208 | 1020.8646 | 98.1886 | 1021.38 | 98.1782 | 1019.8962 | 97.3701
1.5278 | 1021.0117 | 98.1776 | 1021.5532 | 98.1797 | 1019.9458 | 97.2888
1.5347 | 1021.1459 | 98.1634 | 1021.6831 | 98.1659 | 1019.9862 | 97.2295
1.5417 | 1021.2747 | 98.1476 | 1021.7863 | 98.1462 | 1020.0422 | 97.1856
1.5486 | 1021.4209 | 98.1252 | 1021.8601 | 98.1168 | 1020.1066 | 97.1522
1.5556 | 1021.5612 | 98.1008 | 1021.8948 | 98.0679 | 1020.2974 | 97.2389
1.5625 | 1021.6732 | 98.0823 | 1021.907 | 98.0193 | 1020.5091 | 97.3425
1.5694 | 1021.7528 | 98.0715 | 1021.9471 | 98.0097 | 1020.6868 | 97.4238
1.5764 | 1021.7737 | 98.0677 | 1022.008 | 98.0187 | 1020.8241 | 97.4801
1.5833 | 1021.7848 | 98.0751 | 1022.1359 | 98.0861 | 1020.9245 | 97.5187
1.5903 | 1021.8002 | 98.078 | 1022.2935 | 98.1573 | 1020.9937 | 97.5453
1.5972 | 1021.8039 | 98.0692 | 1022.41 | 98.1728 | 1021.0373 | 97.5634
1.6042 | 1021.7996 | 98.0526 | 1022.4828 | 98.1622 | 1021.0592 | 97.5749
1.6111 | 1021.7895 | 98.032 | 1022.5147 | 98.1391 | 1021.0516 | 97.5657
1.6181 | 1021.7724 | 98.0092 | 1022.4834 | 98.0993 | 1021.0168 | 97.5403
1.625 | 1021.7442 | 97.9852 | 1022.378 | 98.0443 | 1020.9654 | 97.511
1.6319 | 1021.7053 | 97.956 | 1022.3173 | 98.0369 | 1020.859 | 97.4312
1.6389 | 1021.6539 | 97.9214 | 1022.2669 | 98.0164 | 1020.68 | 97.3048
1.6458 | 1021.5835 | 97.888 | 1022.1865 | 97.9757 | 1020.5112 | 97.2062
1.6528 | 1021.4933 | 97.8557 | 1022.0879 | 97.9345 | 1020.4153 | 97.1768
1.6597 | 1021.3859 | 97.8212 | 1021.9868 | 97.9005 | 1020.3692 | 97.2008
1.6667 | 1021.2653 | 97.7846 | 1021.8729 | 97.8654 | 1020.3391 | 97.2573
1.6736 | 1021.1274 | 97.746 | 1021.7491 | 97.8349 | 1020.2844 | 97.2964
1.6806 | 1020.9739 | 97.7076 | 1021.6169 | 97.804 | 1020.1885 | 97.3001
1.6875 | 1020.8112 | 97.6764 | 1021.4464 | 97.7582 | 1020.0636 | 97.289
1.6944 | 1020.622 | 97.6467 | 1021.2913 | 97.733 | 1019.9176 | 97.271
1.7014 | 1020.4233 | 97.612 | 1021.1425 | 97.6984 | 1019.7267 | 97.2116
1.7083 | 1020.2231 | 97.573 | 1020.9644 | 97.647 | 1019.4462 | 97.079
1.7153 | 1020.0222 | 97.5329 | 1020.7659 | 97.6014 | 1019.2154 | 97.0227
1.7222 | 1019.8146 | 97.493 | 1020.5599 | 97.5614 | 1019.0176 | 96.9977
1.7292 | 1019.582 | 97.4425 | 1020.3453 | 97.5242 | 1018.832 | 96.9938
1.7361 | 1019.3562 | 97.3906 | 1020.1234 | 97.4901 | 1018.6538 | 97.0087
1.7431 | 1019.1168 | 97.3424 | 1019.8964 | 97.4566 | 1018.4607 | 97.0088
1.75 | 1018.8657 | 97.2964 | 1019.651 | 97.4165 | 1018.2471 | 96.9922
1.7569 | 1018.6064 | 97.253 | 1019.3802 | 97.3738 | 1018.0259 | 96.98
1.7639 | 1018.3374 | 97.2123 | 1019.097 | 97.3345 | 1017.7918 | 96.9586
1.7708 | 1018.0578 | 97.1728 | 1018.7972 | 97.2904 | 1017.544 | 96.9292
1.7778 | 1017.7691 | 97.1345 | 1018.4981 | 97.2513 | 1017.2845 | 96.8944
1.7847 | 1017.4738 | 97.0976 | 1018.2017 | 97.2101 | 1017.0114 | 96.85
1.7917 | 1017.1699 | 97.0593 | 1017.9022 | 97.1634 | 1016.7112 | 96.7769
1.7986 | 1016.8609 | 97.0175 | 1017.5978 | 97.113 | 1016.4028 | 96.7073
1.8056 | 1016.5506 | 96.9724 | 1017.2924 | 97.0643 | 1016.1126 | 96.671
1.8125 | 1016.231 | 96.9251 | 1017.0168 | 97.0307 | 1015.8324 | 96.6476
1.8194 | 1015.9069 | 96.8739 | 1016.7298 | 96.9775 | 1015.5468 | 96.6158
1.8264 | 1015.5878 | 96.8224 | 1016.4129 | 96.9188 | 1015.2547 | 96.5778
1.8333 | 1015.2705 | 96.7736 | 1016.0918 | 96.8679 | 1014.9575 | 96.5354
1.8403 | 1014.9496 | 96.7268 | 1015.7839 | 96.8212 | 1014.6569 | 96.4901
1.8472 | 1014.6109 | 96.6752 | 1015.5102 | 96.7751 | 1014.3475 | 96.4329
1.8542 | 1014.2754 | 96.6152 | 1015.2342 | 96.7093 | 1014.0209 | 96.355
1.8611 | 1013.9574 | 96.554 | 1014.9448 | 96.6453 | 1013.6718 | 96.2537
1.8681 | 1013.6507 | 96.4949 | 1014.6434 | 96.5851 | 1013.3007 | 96.1336
1.875 | 1013.3567 | 96.44 | 1014.3139 | 96.5227 | 1012.9062 | 95.9956
1.8819 | 1013.0821 | 96.3938 | 1013.9335 | 96.4462 | 1012.5328 | 95.8809
1.8889 | 1012.8157 | 96.3615 | 1013.5605 | 96.3907 | 1012.214 | 95.8109
1.8958 | 1012.532 | 96.3334 | 1013.2259 | 96.3553 | 1011.9869 | 95.8403
1.9028 | 1012.2474 | 96.3067 | 1012.9778 | 96.3808 | 1011.7841 | 95.8816
1.9097 | 1011.9534 | 96.2761 | 1012.7583 | 96.3817 | 1011.5698 | 95.9001
1.9167 | 1011.6552 | 96.2392 | 1012.5397 | 96.3661 | 1011.3363 | 95.8878
1.9236 | 1011.3807 | 96.2022 | 1012.3117 | 96.3395 | 1011.0516 | 95.8027
1.9306 | 1011.1341 | 96.1719 | 1012.0653 | 96.3084 | 1010.7063 | 95.6623
1.9375 | 1010.9078 | 96.1519 | 1011.8175 | 96.2884 | 1010.4662 | 95.6484
1.9444 | 1010.6826 | 96.1381 | 1011.5901 | 96.2836 | 1010.2886 | 95.6874
1.9514 | 1010.4569 | 96.1244 | 1011.379 | 96.2839 | 1010.11 | 95.7079
1.9583 | 1010.2387 | 96.11 | 1011.1776 | 96.2831 | 1009.9262 | 95.7157
1.9653 | 1010.0323 | 96.0979 | 1010.983 | 96.2795 | 1009.7364 | 95.7058
1.9722 | 1009.8354 | 96.088 | 1010.7886 | 96.2685 | 1009.511 | 95.6347
1.9792 | 1009.6511 | 96.0799 | 1010.5918 | 96.2516 | 1009.2796 | 95.5581
1.9861 | 1009.4787 | 96.0735 | 1010.3994 | 96.2361 | 1009.1067 | 95.5522
1.9931 | 1009.3193 | 96.0676 | 1010.1857 | 96.1967 | 1008.9704 | 95.5759
2 | 1009.1696 | 96.0636 | 1009.9609 | 96.1553 | 1008.8388 | 95.5883
2.0069 | 1009.0238 | 96.0616 | 1009.7616 | 96.134 | 1008.7098 | 95.5929
2.0139 | 1008.8762 | 96.0628 | 1009.6534 | 96.1809 | 1008.586 | 95.5921
2.0208 | 1008.7248 | 96.0625 | 1009.5737 | 96.1965 | 1008.4685 | 95.5878
2.0278 | 1008.5732 | 96.0556 | 1009.4898 | 96.1838 | 1008.3563 | 95.5797
2.0347 | 1008.4403 | 96.0434 | 1009.4016 | 96.1585 | 1008.2404 | 95.5541
2.0417 | 1008.3227 | 96.0267 | 1009.2914 | 96.1159 | 1008.0856 | 95.4696
2.0486 | 1008.2252 | 96.0064 | 1009.1184 | 96.0377 | 1007.871 | 95.3319
2.0556 | 1008.1399 | 95.9869 | 1008.926 | 95.9608 | 1007.6858 | 95.2268
2.0625 | 1008.0607 | 95.9693 | 1008.7555 | 95.8946 | 1007.5408 | 95.1452
2.0694 | 1008.0086 | 95.9504 | 1008.6131 | 95.8359 | 1007.4279 | 95.0805
2.0764 | 1007.9802 | 95.927 | 1008.513 | 95.7963 | 1007.4382 | 95.1229
2.0833 | 1007.9577 | 95.9087 | 1008.4664 | 95.7849 | 1007.5063 | 95.2058
2.0903 | 1007.9439 | 95.895 | 1008.4593 | 95.793 | 1007.5693 | 95.2663
2.0972 | 1007.9388 | 95.8843 | 1008.4763 | 95.8085 | 1007.6207 | 95.3048
2.1042 | 1007.9421 | 95.8769 | 1008.5086 | 95.8246 | 1007.6664 | 95.328
2.1111 | 1007.9584 | 95.8717 | 1008.5483 | 95.8347 | 1007.6916 | 95.3126
2.1181 | 1007.9949 | 95.87 | 1008.6536 | 95.8993 | 1007.5949 | 95.1706
2.125 | 1008.0478 | 95.8647 | 1008.736 | 95.9099 | 1007.5208 | 95.0641
2.1319 | 1008.1171 | 95.8595 | 1008.7651 | 95.8696 | 1007.4912 | 94.9835
2.1389 | 1008.1973 | 95.8579 | 1008.7467 | 95.7934 | 1007.4962 | 94.922
2.1458 | 1008.2868 | 95.8665 | 1008.8076 | 95.7987 | 1007.612 | 94.9499
2.1528 | 1008.3889 | 95.8831 | 1008.9456 | 95.8492 | 1007.807 | 95.0499
2.1597 | 1008.4949 | 95.9051 | 1009.1196 | 95.9146 | 1007.996 | 95.13
2.1667 | 1008.5928 | 95.9314 | 1009.2992 | 95.9711 | 1008.1625 | 95.1833
2.1736 | 1008.7048 | 95.9626 | 1009.4634 | 96.0061 | 1008.2339 | 95.1271
2.1806 | 1008.8355 | 95.9907 | 1009.5914 | 96.0094 | 1008.2434 | 95.0346
2.1875 | 1008.9762 | 96.0171 | 1009.6854 | 95.9864 | 1008.2809 | 94.9717
2.1944 | 1009.1213 | 96.044 | 1009.7684 | 95.9549 | 1008.3537 | 94.9309
2.2014 | 1009.2725 | 96.0755 | 1009.8921 | 95.961 | 1008.5217 | 94.9629
2.2083 | 1009.4371 | 96.1133 | 1010.0633 | 95.9969 | 1008.7351 | 95.0242
2.2153 | 1009.6497 | 96.1606 | 1010.2518 | 96.033 | 1008.9517 | 95.0844
2.2222 | 1009.8895 | 96.1971 | 1010.4166 | 96.0323 | 1009.1859 | 95.1622
2.2292 | 1010.1187 | 96.2264 | 1010.5316 | 95.9866 | 1009.4275 | 95.2396
2.2361 | 1010.3374 | 96.262 | 1010.7075 | 96.0085 | 1009.6167 | 95.2502
2.2431 | 1010.5634 | 96.3054 | 1010.9391 | 96.0762 | 1009.7173 | 95.1901
2.25 | 1010.7937 | 96.3478 | 1011.1541 | 96.115 | 1009.8387 | 95.1551
2.2569 | 1011.008 | 96.379 | 1011.2644 | 96.0424 | 1009.9926 | 95.139
2.2639 | 1011.1977 | 96.405 | 1011.3736 | 95.9855 | 1010.1689 | 95.1363
2.2708 | 1011.387 | 96.4344 | 1011.5261 | 95.9574 | 1010.451 | 95.22
2.2778 | 1011.5905 | 96.4671 | 1011.727 | 95.9615 | 1010.7579 | 95.3173
2.2847 | 1011.8046 | 96.4994 | 1011.9593 | 95.989 | 1011.0523 | 95.4078
2.2917 | 1012.0308 | 96.5335 | 1012.2096 | 96.032 | 1011.3358 | 95.4944
2.2986 | 1012.2699 | 96.5678 | 1012.4629 | 96.0783 | 1011.5697 | 95.5294
2.3056 | 1012.5037 | 96.5943 | 1012.7059 | 96.1168 | 1011.7655 | 95.5347
2.3125 | 1012.7245 | 96.6153 | 1012.9457 | 96.1535 | 1012.0093 | 95.5916
2.3194 | 1012.9523 | 96.64 | 1013.1884 | 96.1916 | 1012.2434 | 95.628
2.3264 | 1013.1415 | 96.6449 | 1013.4389 | 96.24 | 1012.3629 | 95.5702
2.3333 | 1013.3425 | 96.667 | 1013.7193 | 96.3192 | 1012.5305 | 95.5642
2.3403 | 1013.6067 | 96.7028 | 1014.0008 | 96.3852 | 1012.8001 | 95.6424
2.3472 | 1013.8942 | 96.7139 | 1014.2606 | 96.426 | 1013.1011 | 95.7428
2.3542 | 1014.166 | 96.7055 | 1014.4688 | 96.4276 | 1013.4002 | 95.8391
2.3611 | 1014.4178 | 96.6923 | 1014.6859 | 96.448 | 1013.6815 | 95.9119
2.3681 | 1014.654 | 96.6769 | 1014.9169 | 96.4753 | 1013.9467 | 95.9657
2.375 | 1014.8775 | 96.6592 | 1015.153 | 96.502 | 1014.1983 | 96.0044
2.3819 | 1015.0821 | 96.6397 | 1015.3885 | 96.5241 | 1014.4377 | 96.031
2.3889 | 1015.2339 | 96.6223 | 1015.6197 | 96.5398 | 1014.6643 | 96.048
2.3958 | 1015.3873 | 96.6137 | 1015.9049 | 96.5902 | 1014.8522 | 96.029
2.4028 | 1015.5719 | 96.5969 | 1016.2082 | 96.6307 | 1015.029 | 96.0141
2.4097 | 1015.7745 | 96.564 | 1016.484 | 96.6381 | 1015.2166 | 96.0202
2.4167 | 1015.9827 | 96.5303 | 1016.7261 | 96.6299 | 1015.4009 | 96.0238
2.4236 | 1016.1854 | 96.5023 | 1016.9371 | 96.6176 | 1015.5703 | 96.0132
2.4306 | 1016.3579 | 96.4911 | 1017.1192 | 96.6045 | 1015.7268 | 95.9947
2.4375 | 1016.5093 | 96.4872 | 1017.2842 | 96.5962 | 1015.864 | 95.9642
2.4444 | 1016.6642 | 96.4854 | 1017.4503 | 96.5993 | 1015.9765 | 95.9192
2.4514 | 1016.8194 | 96.4855 | 1017.6051 | 96.6006 | 1016.0725 | 95.87
2.4583 | 1016.9944 | 96.4808 | 1017.7303 | 96.5929 | 1016.1012 | 95.7712
2.4653 | 1017.1801 | 96.4758 | 1017.8291 | 96.5833 | 1016.1531 | 95.7074
2.4722 | 1017.3426 | 96.4801 | 1017.9285 | 96.5863 | 1016.3046 | 95.7401
2.4792 | 1017.4572 | 96.4959 | 1018.0304 | 96.5957 | 1016.4868 | 95.8044
2.4861 | 1017.5525 | 96.5189 | 1018.118 | 96.6013 | 1016.6525 | 95.8643
2.4931 | 1017.6752 | 96.5386 | 1018.1559 | 96.5789 | 1016.7909 | 95.9117
2.5 | 1017.8058 | 96.5565 | 1018.2187 | 96.5981 | 1016.9025 | 95.9432
2.5069 | 1017.9189 | 96.5783 | 1018.2881 | 96.6205 | 1016.9786 | 95.9442
2.5139 | 1018.0101 | 96.6018 | 1018.305 | 96.6011 | 1017.0268 | 95.9286
2.5208 | 1018.0819 | 96.6327 | 1018.3775 | 96.653 | 1017.0872 | 95.9461
2.5278 | 1018.1425 | 96.6673 | 1018.4731 | 96.7177 | 1017.1642 | 95.9991
2.5347 | 1018.1909 | 96.6999 | 1018.5223 | 96.7413 | 1017.2269 | 96.0456
2.5417 | 1018.2181 | 96.7319 | 1018.5339 | 96.7516 | 1017.2711 | 96.0878
2.5486 | 1018.2052 | 96.7679 | 1018.5699 | 96.8056 | 1017.2976 | 96.1271
2.5556 | 1018.1846 | 96.8119 | 1018.6206 | 96.8774 | 1017.3037 | 96.1618
2.5625 | 1018.1644 | 96.8507 | 1018.648 | 96.9298 | 1017.2428 | 96.1276
2.5694 | 1018.1356 | 96.8813 | 1018.6229 | 96.9454 | 1017.0805 | 96.0207
2.5764 | 1018.0936 | 96.9057 | 1018.5525 | 96.9409 | 1016.9257 | 95.9498
2.5833 | 1018.0373 | 96.927 | 1018.4654 | 96.94 | 1016.7918 | 95.905
2.5903 | 1017.9788 | 96.9451 | 1018.3668 | 96.9396 | 1016.6693 | 95.8792
2.5972 | 1017.9211 | 96.9536 | 1018.2515 | 96.9311 | 1016.5526 | 95.8667
2.6042 | 1017.8454 | 96.9547 | 1018.0935 | 96.8839 | 1016.4376 | 95.8632
2.6111 | 1017.7393 | 96.9541 | 1017.8956 | 96.8106 | 1016.4308 | 95.9879
2.6181 | 1017.6089 | 96.9567 | 1017.7305 | 96.7904 | 1016.4295 | 96.1174
2.625 | 1017.456 | 96.9605 | 1017.5935 | 96.803 | 1016.3912 | 96.2244
2.6319 | 1017.2936 | 96.9715 | 1017.5398 | 96.9214 | 1016.3007 | 96.2846
2.6389 | 1017.1267 | 96.9743 | 1017.4704 | 96.9903 | 1016.1451 | 96.2826
2.6458 | 1016.9408 | 96.9614 | 1017.3436 | 97.0015 | 1015.9859 | 96.3047
2.6528 | 1016.7378 | 96.9425 | 1017.1721 | 96.9866 | 1015.8315 | 96.3472
2.6597 | 1016.5224 | 96.9198 | 1016.955 | 96.9519 | 1015.6563 | 96.3717
2.6667 | 1016.2955 | 96.8959 | 1016.7299 | 96.9316 | 1015.4256 | 96.3363
2.6736 | 1016.0544 | 96.8697 | 1016.5019 | 96.914 | 1015.1078 | 96.2286
2.6806 | 1015.8065 | 96.8386 | 1016.2136 | 96.8492 | 1014.7899 | 96.1453
2.6875 | 1015.5541 | 96.8086 | 1015.9102 | 96.7965 | 1014.5088 | 96.1017
2.6944 | 1015.2918 | 96.7805 | 1015.6112 | 96.754 | 1014.2388 | 96.0702
2.7014 | 1015.018 | 96.7544 | 1015.3366 | 96.7436 | 1013.9359 | 96.0129
2.7083 | 1014.7319 | 96.7286 | 1015.0718 | 96.7409 | 1013.628 | 95.9648
2.7153 | 1014.4323 | 96.7028 | 1014.8125 | 96.7457 | 1013.3336 | 95.9359
2.7222 | 1014.123 | 96.6768 | 1014.5364 | 96.7321 | 1013.0244 | 95.8963
2.7292 | 1013.8148 | 96.6538 | 1014.2021 | 96.6704 | 1012.7088 | 95.8612
2.7361 | 1013.5004 | 96.6393 | 1013.8358 | 96.6063 | 1012.3938 | 95.8339
2.7431 | 1013.1724 | 96.6328 | 1013.4816 | 96.5703 | 1012.1333 | 95.8797
2.75 | 1012.8464 | 96.6301 | 1013.1534 | 96.5637 | 1011.9038 | 95.9742
2.7569 | 1012.5209 | 96.6308 | 1012.8422 | 96.5796 | 1011.6603 | 96.06
2.7639 | 1012.1937 | 96.634 | 1012.5355 | 96.605 | 1011.3849 | 96.1114
2.7708 | 1011.8629 | 96.6385 | 1012.2262 | 96.6323 | 1011.0932 | 96.1557
2.7778 | 1011.5291 | 96.6424 | 1011.9125 | 96.6593 | 1010.7905 | 96.1924
2.7847 | 1011.1957 | 96.6403 | 1011.5935 | 96.6839 | 1010.4779 | 96.219
2.7917 | 1010.8542 | 96.6392 | 1011.3071 | 96.7527 | 1010.1524 | 96.2272
2.7986 | 1010.4979 | 96.6375 | 1011.0148 | 96.7888 | 1009.8121 | 96.2155
2.8056 | 1010.1359 | 96.636 | 1010.6966 | 96.7976 | 1009.4652 | 96.2006
2.8125 | 1009.7731 | 96.6368 | 1010.3708 | 96.8089 | 1009.1243 | 96.2026
2.8194 | 1009.4072 | 96.6392 | 1010.0479 | 96.8251 | 1008.7808 | 96.2022
2.8264 | 1009.0362 | 96.6402 | 1009.7164 | 96.8287 | 1008.3875 | 96.1267
2.8333 | 1008.6668 | 96.6378 | 1009.3592 | 96.8117 | 1007.9433 | 96.008
2.8403 | 1008.3064 | 96.6351 | 1008.9811 | 96.7889 | 1007.5121 | 95.9185
2.8472 | 1007.9532 | 96.6325 | 1008.5739 | 96.7384 | 1007.1034 | 95.8505
2.8542 | 1007.6063 | 96.6303 | 1008.1276 | 96.6507 | 1006.7118 | 95.7985
2.8611 | 1007.2591 | 96.6319 | 1007.7043 | 96.6044 | 1006.4292 | 95.8946
2.8681 | 1006.9097 | 96.637 | 1007.3262 | 96.5959 | 1006.1662 | 95.9911
2.875 | 1006.558 | 96.6452 | 1006.9996 | 96.6451 | 1005.8849 | 96.0612
2.8819 | 1006.2025 | 96.6507 | 1006.702 | 96.7063 | 1005.5895 | 96.1121
2.8889 | 1005.8407 | 96.6499 | 1006.4042 | 96.7449 | 1005.2816 | 96.1399
2.8958 | 1005.4795 | 96.6486 | 1006.1091 | 96.7743 | 1004.9706 | 96.1618
2.9028 | 1005.1201 | 96.6486 | 1005.815 | 96.7867 | 1004.6613 | 96.1832
2.9097 | 1004.7596 | 96.6455 | 1005.5171 | 96.7844 | 1004.3498 | 96.195
2.9167 | 1004.4106 | 96.6381 | 1005.2113 | 96.771 | 1004.0105 | 96.1524
2.9236 | 1004.071 | 96.6268 | 1004.8886 | 96.7464 | 1003.5948 | 96.0166
2.9306 | 1003.7384 | 96.609 | 1004.5515 | 96.719 | 1003.1946 | 95.914
2.9375 | 1003.4329 | 96.5935 | 1004.2143 | 96.6951 | 1002.8273 | 95.835
2.9444 | 1003.1387 | 96.585 | 1003.8824 | 96.6726 | 1002.4861 | 95.773
2.9514 | 1002.8544 | 96.5845 | 1003.5542 | 96.645 | 1002.1659 | 95.7237
2.9583 | 1002.5686 | 96.5889 | 1003.2349 | 96.6195 | 1001.8633 | 95.6844
2.9653 | 1002.2938 | 96.5935 | 1002.924 | 96.5905 | 1001.5763 | 95.6532
2.9722 | 1002.0302 | 96.6007 | 1002.647 | 96.5927 | 1001.3457 | 95.6744
2.9792 | 1001.7785 | 96.6108 | 1002.416 | 96.6255 | 1001.188 | 95.7779
2.9861 | 1001.5379 | 96.6214 | 1002.2134 | 96.6622 | 1001.0364 | 95.8682
2.9931 | 1001.3067 | 96.6265 | 1002.0199 | 96.6895 | 1000.8592 | 95.9111
3 | 1001.0938 | 96.6232 | 1001.8334 | 96.7124 | 1000.6634 | 95.9206
3.0069 | 1000.8926 | 96.6213 | 1001.6509 | 96.7259 | 1000.4752 | 95.9321
3.0139 | 1000.7004 | 96.6228 | 1001.4779 | 96.74 | 1000.3138 | 95.9683
3.0208 | 1000.5178 | 96.6272 | 1001.3212 | 96.761 | 1000.1706 | 96.0134
3.0278 | 1000.346 | 96.6354 | 1001.176 | 96.7804 | 1000.0296 | 96.0441
3.0347 | 1000.1847 | 96.6481 | 1001.0377 | 96.796 | 999.8821 | 96.0506
3.0417 | 1000.0345 | 96.6595 | 1000.8956 | 96.7979 | 999.7186 | 96.0224
3.0486 | 999.9111 | 96.6693 | 1000.7274 | 96.7688 | 999.5223 | 95.9466
3.0556 | 999.805 | 96.6813 | 1000.5072 | 96.6882 | 999.3005 | 95.8459
3.0625 | 999.7051 | 96.7009 | 1000.3145 | 96.648 | 999.1096 | 95.7726
3.0694 | 999.6168 | 96.7292 | 1000.1943 | 96.6723 | 998.9549 | 95.7203
3.0764 | 999.5447 | 96.7607 | 1000.105 | 96.698 | 998.8299 | 95.6846
3.0833 | 999.4861 | 96.7929 | 1000.0296 | 96.7119 | 998.805 | 95.7393
3.0903 | 999.4408 | 96.8277 | 999.9739 | 96.7235 | 998.8558 | 95.8701
3.0972 | 999.4075 | 96.8659 | 999.9381 | 96.7436 | 998.9005 | 95.9724
3.1042 | 999.3845 | 96.9077 | 999.915 | 96.7676 | 998.9325 | 96.0545
3.1111 | 999.3814 | 96.956 | 999.9239 | 96.8215 | 998.9577 | 96.1195
3.1181 | 999.3965 | 97.0034 | 999.9232 | 96.8501 | 998.8474 | 96.0179
3.125 | 999.4122 | 97.044 | 999.8562 | 96.7973 | 998.7534 | 95.9518
3.1319 | 999.4222 | 97.0824 | 999.7906 | 96.7489 | 998.7019 | 95.912
3.1389 | 999.4209 | 97.1159 | 999.77 | 96.7285 | 998.8094 | 96.0305
3.1458 | 999.4476 | 97.1712 | 999.8883 | 96.8552 | 998.9449 | 96.15
3.1528 | 999.5247 | 97.2411 | 1000.0486 | 96.9898 | 999.0645 | 96.2481
3.1597 | 999.6229 | 97.3018 | 1000.2035 | 97.1065 | 999.175 | 96.332
3.1667 | 999.7338 | 97.3564 | 1000.3382 | 97.1879 | 999.2841 | 96.4062
3.1736 | 999.847 | 97.3972 | 1000.3878 | 97.1645 | 999.3969 | 96.4732
3.1806 | 999.9244 | 97.421 | 1000.4335 | 97.1532 | 999.4644 | 96.4662
3.1875 | 1000.0024 | 97.4578 | 1000.5516 | 97.2168 | 999.4429 | 96.3798
3.1944 | 1000.1064 | 97.5023 | 1000.6883 | 97.2799 | 999.4462 | 96.3261
3.2014 | 1000.228 | 97.5431 | 1000.8154 | 97.3191 | 999.4888 | 96.2967
3.2083 | 1000.3758 | 97.5831 | 1000.936 | 97.3418 | 999.5618 | 96.2851
3.2153 | 1000.5645 | 97.6175 | 1001.0597 | 97.3574 | 999.6681 | 96.2924
3.2222 | 1000.7547 | 97.6339 | 1001.2021 | 97.3763 | 999.8731 | 96.3743
3.2292 | 1000.9342 | 97.6489 | 1001.3835 | 97.4184 | 1000.128 | 96.4869
3.2361 | 1001.1146 | 97.6658 | 1001.5924 | 97.4715 | 1000.3955 | 96.6067
3.2431 | 1001.3028 | 97.6808 | 1001.8036 | 97.5126 | 1000.645 | 96.6982
3.25 | 1001.4994 | 97.6884 | 1001.9597 | 97.4919 | 1000.8586 | 96.7431
3.2569 | 1001.6984 | 97.6902 | 1002.091 | 97.4597 | 1001.0634 | 96.7769
3.2639 | 1001.8941 | 97.6908 | 1002.2428 | 97.4456 | 1001.2701 | 96.8061
3.2708 | 1002.0817 | 97.6914 | 1002.4167 | 97.442 | 1001.477 | 96.8284
3.2778 | 1002.2807 | 97.7001 | 1002.7057 | 97.5423 | 1001.6971 | 96.8619
3.2847 | 1002.5064 | 97.7065 | 1003.0137 | 97.6237 | 1001.9211 | 96.893
3.2917 | 1002.7407 | 97.7013 | 1003.3001 | 97.6727 | 1002.1256 | 96.8949
3.2986 | 1002.9715 | 97.6888 | 1003.5661 | 97.6954 | 1002.3425 | 96.9087
3.3056 | 1003.196 | 97.6735 | 1003.823 | 97.7048 | 1002.5805 | 96.9391
3.3125 | 1003.4091 | 97.6582 | 1004.0698 | 97.7016 | 1002.8069 | 96.9461
3.3194 | 1003.5953 | 97.6469 | 1004.3085 | 97.6904 | 1002.9967 | 96.9129
3.3264 | 1003.7797 | 97.6355 | 1004.5326 | 97.6679 | 1003.1639 | 96.865
3.3333 | 1003.976 | 97.619 | 1004.7416 | 97.638 | 1003.3167 | 96.8095
3.3403 | 1004.1791 | 97.599 | 1004.9467 | 97.61 | 1003.5197 | 96.8045
3.3472 | 1004.3849 | 97.5766 | 1005.1601 | 97.589 | 1003.7736 | 96.8483
3.3542 | 1004.5955 | 97.5498 | 1005.3598 | 97.5583 | 1004.0268 | 96.885
3.3611 | 1004.8159 | 97.5167 | 1005.5637 | 97.5359 | 1004.2649 | 96.9052
3.3681 | 1005.0299 | 97.481 | 1005.7748 | 97.5131 | 1004.4735 | 96.8906
3.375 | 1005.2192 | 97.4484 | 1005.9782 | 97.4777 | 1004.5838 | 96.7854
3.3819 | 1005.3986 | 97.4146 | 1006.16 | 97.4299 | 1004.6467 | 96.6648
3.3889 | 1005.581 | 97.3774 | 1006.3231 | 97.3775 | 1004.7324 | 96.5695
3.3958 | 1005.763 | 97.3382 | 1006.4747 | 97.3244 | 1004.8431 | 96.492
3.4028 | 1005.9613 | 97.2926 | 1006.6339 | 97.2804 | 1005.0717 | 96.5083
3.4097 | 1006.1702 | 97.2409 | 1006.8188 | 97.2506 | 1005.3537 | 96.5664
3.4167 | 1006.3667 | 97.1895 | 1007.0176 | 97.223 | 1005.6044 | 96.5879
3.4236 | 1006.5469 | 97.1391 | 1007.214 | 97.188 | 1005.7957 | 96.5565
3.4306 | 1006.7188 | 97.0897 | 1007.3969 | 97.1449 | 1005.9536 | 96.5061
3.4375 | 1006.8864 | 97.0419 | 1007.5611 | 97.0991 | 1006.1403 | 96.4948
3.4444 | 1007.0513 | 96.996 | 1007.6728 | 97.0408 | 1006.3478 | 96.5092
3.4514 | 1007.2057 | 96.9548 | 1007.7633 | 96.9919 | 1006.5373 | 96.507
3.4583 | 1007.3418 | 96.9189 | 1007.8678 | 96.9577 | 1006.7058 | 96.4937
3.4653 | 1007.4541 | 96.8899 | 1008.0298 | 96.9506 | 1006.8562 | 96.4734
3.4722 | 1007.5499 | 96.862 | 1008.135 | 96.8984 | 1006.8726 | 96.3339
3.4792 | 1007.6656 | 96.8282 | 1008.1882 | 96.8338 | 1006.8487 | 96.1984
3.4861 | 1007.8036 | 96.7916 | 1008.2234 | 96.7697 | 1006.8475 | 96.0911
3.4931 | 1007.9353 | 96.7608 | 1008.3232 | 96.7579 | 1006.8697 | 96.0042
3.5 | 1008.0546 | 96.7328 | 1008.4571 | 96.7596 | 1006.9078 | 95.9325
3.5069 | 1008.1646 | 96.7047 | 1008.5831 | 96.748 | 1007.0457 | 95.9483
3.5139 | 1008.2661 | 96.6788 | 1008.7104 | 96.7414 | 1007.2149 | 95.9915
3.5208 | 1008.3573 | 96.6553 | 1008.8349 | 96.7382 | 1007.3642 | 96.0252
3.5278 | 1008.44 | 96.6338 | 1008.9315 | 96.722 | 1007.471 | 96.0276
3.5347 | 1008.5085 | 96.6186 | 1008.9993 | 96.701 | 1007.5369 | 96.0042
3.5417 | 1008.549 | 96.6122 | 1009.0589 | 96.6892 | 1007.565 | 95.9597
3.5486 | 1008.5952 | 96.604 | 1009.0976 | 96.6722 | 1007.5062 | 95.8575
3.5556 | 1008.6541 | 96.5905 | 1009.1064 | 96.6479 | 1007.4488 | 95.7782
3.5625 | 1008.7035 | 96.5792 | 1009.0868 | 96.6139 | 1007.4077 | 95.716
3.5694 | 1008.7394 | 96.5711 | 1009.0502 | 96.5797 | 1007.3761 | 95.6668
3.5764 | 1008.7569 | 96.5672 | 1009.0192 | 96.559 | 1007.4009 | 95.6711
3.5833 | 1008.7383 | 96.5676 | 1008.9843 | 96.5337 | 1007.4585 | 95.7103
3.5903 | 1008.6906 | 96.57 | 1008.9 | 96.4713 | 1007.4793 | 95.722
3.5972 | 1008.6337 | 96.5747 | 1008.8212 | 96.4358 | 1007.4966 | 95.7565
3.6042 | 1008.5775 | 96.5817 | 1008.7724 | 96.4324 | 1007.5248 | 95.8253
3.6111 | 1008.5222 | 96.59 | 1008.7365 | 96.4456 | 1007.5364 | 95.8904
3.6181 | 1008.4657 | 96.5985 | 1008.7054 | 96.4726 | 1007.52 | 95.9391
3.625 | 1008.4052 | 96.6058 | 1008.6707 | 96.5039 | 1007.48 | 95.976
3.6319 | 1008.3684 | 96.6106 | 1008.6193 | 96.5269 | 1007.4223 | 96.0044
3.6389 | 1008.3268 | 96.6019 | 1008.5818 | 96.5734 | 1007.3524 | 96.0263
3.6458 | 1008.2592 | 96.5922 | 1008.5553 | 96.6258 | 1007.2481 | 96.0063
3.6528 | 1008.1667 | 96.5789 | 1008.4834 | 96.6306 | 1007.033 | 95.8838
3.6597 | 1008.0585 | 96.5625 | 1008.2992 | 96.5518 | 1006.8215 | 95.7917
3.6667 | 1007.9187 | 96.5519 | 1008.091 | 96.4856 | 1006.6322 | 95.7213
3.6736 | 1007.7504 | 96.5462 | 1007.8881 | 96.4284 | 1006.4537 | 95.6668
3.6806 | 1007.5765 | 96.5429 | 1007.703 | 96.3901 | 1006.3663 | 95.7158
3.6875 | 1007.4314 | 96.5481 | 1007.607 | 96.4497 | 1006.303 | 95.793
3.6944 | 1007.298 | 96.5427 | 1007.5442 | 96.5241 | 1006.221 | 95.8622
3.7014 | 1007.1447 | 96.5305 | 1007.4614 | 96.5693 | 1006.1126 | 95.912
3.7083 | 1006.9654 | 96.5204 | 1007.3452 | 96.5837 | 1005.9821 | 95.9471
3.7153 | 1006.7674 | 96.5104 | 1007.1395 | 96.5324 | 1005.8327 | 95.9711
3.7222 | 1006.5775 | 96.4975 | 1006.9196 | 96.5075 | 1005.6677 | 95.9868
3.7292 | 1006.3976 | 96.4813 | 1006.7054 | 96.4919 | 1005.4744 | 95.9698
3.7361 | 1006.2092 | 96.4674 | 1006.4752 | 96.465 | 1005.1724 | 95.8397
3.7431 | 1006.0106 | 96.4585 | 1006.2713 | 96.4775 | 1004.8728 | 95.74
3.75 | 1005.8043 | 96.4497 | 1006.0524 | 96.4571 | 1004.598 | 95.6627
3.7569 | 1005.5927 | 96.4412 | 1005.8044 | 96.4136 | 1004.41 | 95.6775
3.7639 | 1005.3731 | 96.4357 | 1005.5512 | 96.3738 | 1004.2659 | 95.7388
3.7708 | 1005.148 | 96.4363 | 1005.3422 | 96.3917 | 1004.0929 | 95.7606
3.7778 | 1004.9234 | 96.4387 | 1005.1684 | 96.4449 | 1003.8095 | 95.6691
3.7847 | 1004.6944 | 96.4348 | 1004.9703 | 96.4594 | 1003.5201 | 95.599
3.7917 | 1004.46 | 96.4276 | 1004.7472 | 96.4519 | 1003.2485 | 95.545
3.7986 | 1004.2208 | 96.4204 | 1004.5118 | 96.4339 | 1003.0336 | 95.5482
3.8056 | 1003.978 | 96.4131 | 1004.2567 | 96.3915 | 1002.8816 | 95.6257
3.8125 | 1003.734 | 96.4057 | 1003.9822 | 96.3393 | 1002.7193 | 95.6809
3.8194 | 1003.4918 | 96.399 | 1003.7175 | 96.311 | 1002.5174 | 95.6902
3.8264 | 1003.2512 | 96.3921 | 1003.4655 | 96.2923 | 1002.3009 | 95.6924
3.8333 | 1003.011 | 96.3845 | 1003.2226 | 96.28 | 1002.0882 | 95.7023
3.8403 | 1002.7711 | 96.3762 | 1002.9866 | 96.2715 | 1001.8724 | 95.7049
3.8472 | 1002.531 | 96.3668 | 1002.7502 | 96.2592 | 1001.6243 | 95.6638
3.8542 | 1002.2867 | 96.3565 | 1002.502 | 96.2339 | 1001.3234 | 95.5738
3.8611 | 1002.0333 | 96.3483 | 1002.28 | 96.2449 | 1001.033 | 95.5037
3.8681 | 1001.7834 | 96.3485 | 1002.0987 | 96.2843 | 1000.8495 | 95.547
3.875 | 1001.5483 | 96.3456 | 1001.9318 | 96.3136 | 1000.6976 | 95.6043
3.8819 | 1001.3245 | 96.3324 | 1001.7585 | 96.3259 | 1000.5076 | 95.6033
3.8889 | 1001.1118 | 96.3084 | 1001.5637 | 96.3146 | 1000.2332 | 95.5154
3.8958 | 1000.9055 | 96.2836 | 1001.3389 | 96.2766 | 999.9651 | 95.4463
3.9028 | 1000.7049 | 96.2606 | 1001.0794 | 96.2053 | 999.7225 | 95.3902
3.9097 | 1000.5059 | 96.2418 | 1000.811 | 96.1304 | 999.5426 | 95.3849
3.9167 | 1000.3087 | 96.2285 | 1000.5777 | 96.0865 | 999.4262 | 95.4377
3.9236 | 1000.1179 | 96.2194 | 1000.3822 | 96.0657 | 999.3084 | 95.471
3.9306 | 999.936 | 96.2134 | 1000.2126 | 96.0603 | 999.1981 | 95.5182
3.9375 | 999.7685 | 96.2094 | 1000.0633 | 96.0662 | 999.0897 | 95.5607
3.9444 | 999.6135 | 96.2049 | 999.9272 | 96.0768 | 998.9727 | 95.5824
3.9514 | 999.4697 | 96.2026 | 999.8157 | 96.1048 | 998.8228 | 95.5495
3.9583 | 999.3392 | 96.2026 | 999.7399 | 96.1586 | 998.6641 | 95.5051
3.9653 | 999.219 | 96.2015 | 999.6655 | 96.1884 | 998.5419 | 95.4974
3.9722 | 999.1063 | 96.2011 | 999.5845 | 96.202 | 998.4621 | 95.5287
3.9792 | 998.9992 | 96.205 | 999.5104 | 96.2186 | 998.3924 | 95.5538
3.9861 | 998.8977 | 96.214 | 999.4447 | 96.236 | 998.3249 | 95.5711
3.9931 | 998.8174 | 96.2262 | 999.3926 | 96.2602 | 998.2571 | 95.5769
4 | 998.7639 | 96.2344 | 999.3541 | 96.2876 | 998.1771 | 95.5526
4.0069 | 998.7255 | 96.242 | 999.3151 | 96.3014 | 998.0952 | 95.5177
4.0139 | 998.6971 | 96.2522 | 999.2711 | 96.3015 | 998.0328 | 95.495
4.0208 | 998.678 | 96.2646 | 999.2101 | 96.2749 | 998.0043 | 95.4984
4.0278 | 998.6522 | 96.2783 | 999.1133 | 96.2095 | 997.9976 | 95.5108
4.0347 | 998.6047 | 96.2938 | 999.0374 | 96.1687 | 997.9939 | 95.5126
4.0417 | 998.5636 | 96.3174 | 998.9917 | 96.14 | 997.9856 | 95.501
4.0486 | 998.5441 | 96.3411 | 998.9682 | 96.1178 | 997.9835 | 95.4916
4.0556 | 998.5559 | 96.3731 | 999.0406 | 96.19 | 997.9982 | 95.4937
4.0625 | 998.6033 | 96.4111 | 999.1462 | 96.2595 | 998.041 | 95.5188
4.0694 | 998.6737 | 96.4469 | 999.2488 | 96.3117 | 998.0965 | 95.5419
4.0764 | 998.7595 | 96.4784 | 999.3473 | 96.3497 | 998.1502 | 95.5472
4.0833 | 998.8702 | 96.51 | 999.4424 | 96.3741 | 998.1978 | 95.5331
4.0903 | 999.0114 | 96.5344 | 999.5042 | 96.3499 | 998.2283 | 95.4917
4.0972 | 999.1494 | 96.5462 | 999.5578 | 96.3154 | 998.3153 | 95.4949
4.1042 | 999.2508 | 96.5523 | 999.6781 | 96.3403 | 998.47 | 95.5461
4.1111 | 999.3636 | 96.5756 | 999.8405 | 96.3785 | 998.6427 | 95.5955
4.1181 | 999.5043 | 96.6016 | 1000.0147 | 96.4111 | 998.7971 | 95.6118
4.125 | 999.6639 | 96.6236 | 1000.174 | 96.4221 | 998.8368 | 95.5257
4.1319 | 999.832 | 96.6382 | 1000.3123 | 96.4113 | 998.8948 | 95.4664
4.1389 | 1000.0391 | 96.6563 | 1000.438 | 96.3775 | 998.995 | 95.4268
4.1458 | 1000.2626 | 96.6597 | 1000.5678 | 96.3386 | 999.1308 | 95.4012
4.1528 | 1000.4765 | 96.6547 | 1000.7127 | 96.3015 | 999.296 | 95.385
4.1597 | 1000.6585 | 96.638 | 1000.8279 | 96.2213 | 999.4841 | 95.3743
4.1667 | 1000.8044 | 96.6101 | 1000.9347 | 96.1351 | 999.6876 | 95.3661
4.1736 | 1000.9556 | 96.5876 | 1001.088 | 96.0785 | 999.9794 | 95.4145
4.1806 | 1001.1346 | 96.5701 | 1001.2944 | 96.047 | 1000.2717 | 95.4469
4.1875 | 1001.341 | 96.5569 | 1001.5189 | 96.0223 | 1000.4666 | 95.4104
4.1944 | 1001.6271 | 96.5808 | 1001.7655 | 96.0132 | 1000.6588 | 95.3802
4.2014 | 1001.9504 | 96.5973 | 1002.0013 | 95.9845 | 1000.908 | 95.3777
4.2083 | 1002.269 | 96.6011 | 1002.2682 | 95.9756 | 1001.2857 | 95.466
4.2153 | 1002.6008 | 96.6113 | 1002.6354 | 96.0338 | 1001.6816 | 95.5459
4.2222 | 1002.9642 | 96.6356 | 1003.0686 | 96.1303 | 1002.0567 | 95.6001
4.2292 | 1003.3561 | 96.6697 | 1003.5137 | 96.2262 | 1002.4071 | 95.6251
4.2361 | 1003.7575 | 96.7028 | 1003.9471 | 96.3061 | 1002.7655 | 95.6541
4.2431 | 1004.159 | 96.7337 | 1004.37 | 96.3719 | 1003.145 | 95.6948
4.25 | 1004.5534 | 96.7618 | 1004.7877 | 96.4285 | 1003.5305 | 95.7301
4.2569 | 1004.9547 | 96.7942 | 1005.2019 | 96.4769 | 1003.9149 | 95.7571
4.2639 | 1005.3811 | 96.8314 | 1005.5748 | 96.482 | 1004.2938 | 95.7729
4.2708 | 1005.7967 | 96.855 | 1005.8607 | 96.4236 | 1004.6507 | 95.7633
4.2778 | 1006.1807 | 96.8682 | 1006.136 | 96.3702 | 1004.9067 | 95.6853
4.2847 | 1006.5441 | 96.8774 | 1006.4142 | 96.3154 | 1005.1791 | 95.6315
4.2917 | 1006.9126 | 96.8924 | 1006.7841 | 96.3251 | 1005.4876 | 95.5971
4.2986 | 1007.3046 | 96.9163 | 1007.1882 | 96.3428 | 1005.8218 | 95.5766
4.3056 | 1007.7095 | 96.9424 | 1007.5943 | 96.3587 | 1006.1745 | 95.5666
4.3125 | 1008.1039 | 96.9593 | 1007.9923 | 96.3661 | 1006.5409 | 95.5646
4.3194 | 1008.4435 | 96.9455 | 1008.3753 | 96.3576 | 1006.9583 | 95.5922
4.3264 | 1008.7674 | 96.929 | 1008.6996 | 96.303 | 1007.4553 | 95.6741
4.3333 | 1009.1656 | 96.9542 | 1009.0576 | 96.2831 | 1007.9453 | 95.7465
4.3403 | 1009.6093 | 96.9862 | 1009.4511 | 96.2844 | 1008.403 | 95.7987
4.3472 | 1010.0574 | 97.0135 | 1009.8834 | 96.3118 | 1008.8548 | 95.8525
4.3542 | 1010.5061 | 97.0401 | 1010.4063 | 96.4063 | 1009.3063 | 95.9069
4.3611 | 1010.9456 | 97.0625 | 1010.942 | 96.5 | 1009.7522 | 95.9556
4.3681 | 1011.3566 | 97.0739 | 1011.4598 | 96.5838 | 1010.1881 | 95.9957
4.375 | 1011.7918 | 97.1065 | 1011.9362 | 96.637 | 1010.6107 | 96.0255
4.3819 | 1012.2551 | 97.1477 | 1012.3637 | 96.6583 | 1011.0298 | 96.0543
4.3889 | 1012.6679 | 97.1543 | 1012.717 | 96.6348 | 1011.4587 | 96.0932
4.3958 | 1013.0552 | 97.1556 | 1013.0763 | 96.6272 | 1011.8849 | 96.129
4.4028 | 1013.4417 | 97.1565 | 1013.4546 | 96.6301 | 1012.3027 | 96.1597
4.4097 | 1013.8304 | 97.1586 | 1013.8411 | 96.6371 | 1012.6949 | 96.1692
4.4167 | 1014.2542 | 97.18 | 1014.3248 | 96.7152 | 1013.0382 | 96.1428
4.4236 | 1014.7682 | 97.2405 | 1014.806 | 96.7781 | 1013.345 | 96.0988
4.4306 | 1015.2914 | 97.2849 | 1015.2361 | 96.8111 | 1013.6072 | 96.0358
4.4375 | 1015.7752 | 97.3037 | 1015.5957 | 96.7983 | 1013.9008 | 95.9971
4.4444 | 1016.2022 | 97.2993 | 1015.8428 | 96.7143 | 1014.2309 | 95.9757
4.4514 | 1016.571 | 97.2814 | 1016.0949 | 96.6498 | 1014.5836 | 95.965
4.4583 | 1016.8467 | 97.2377 | 1016.4886 | 96.6789 | 1015.0611 | 96.0352
4.4653 | 1017.1496 | 97.2284 | 1016.9652 | 96.7476 | 1015.5537 | 96.1108
4.4722 | 1017.5004 | 97.2416 | 1017.4425 | 96.8146 | 1015.9931 | 96.1559
4.4792 | 1017.8732 | 97.2632 | 1017.8541 | 96.8411 | 1016.2662 | 96.1017
4.4861 | 1018.2353 | 97.2772 | 1018.1093 | 96.773 | 1016.5247 | 96.0636
4.4931 | 1018.6325 | 97.3099 | 1018.3427 | 96.7162 | 1016.8006 | 96.0383
4.5 | 1019.0248 | 97.3299 | 1018.6358 | 96.7017 | 1017.0909 | 96.0235
4.5069 | 1019.3924 | 97.3426 | 1018.9752 | 96.7166 | 1017.3916 | 96.017
4.5139 | 1019.7347 | 97.3517 | 1019.3259 | 96.7406 | 1017.6979 | 96.0164
4.5208 | 1020.056 | 97.3598 | 1019.6633 | 96.7585 | 1018.0051 | 96.0199
4.5278 | 1020.3194 | 97.3444 | 1019.9795 | 96.7668 | 1018.3088 | 96.0259
4.5347 | 1020.5793 | 97.3419 | 1020.3024 | 96.7873 | 1018.6672 | 96.0709
4.5417 | 1020.9299 | 97.3937 | 1020.6402 | 96.8191 | 1019.0767 | 96.1584
4.5486 | 1021.3017 | 97.4419 | 1020.9575 | 96.837 | 1019.4596 | 96.228
4.5556 | 1021.6497 | 97.4792 | 1021.241 | 96.8426 | 1019.7727 | 96.2535
4.5625 | 1021.9632 | 97.5037 | 1021.4694 | 96.8222 | 1020.0137 | 96.2436
4.5694 | 1022.243 | 97.5184 | 1021.6784 | 96.8037 | 1020.2148 | 96.223
4.5764 | 1022.473 | 97.5134 | 1021.8806 | 96.7868 | 1020.4212 | 96.2137
4.5833 | 1022.6591 | 97.4956 | 1022.0967 | 96.7827 | 1020.7348 | 96.2811
4.5903 | 1022.8692 | 97.5034 | 1022.3648 | 96.8163 | 1021.0534 | 96.3458
4.5972 | 1023.0994 | 97.5214 | 1022.6836 | 96.8915 | 1021.3177 | 96.3784
4.6042 | 1023.3558 | 97.56 | 1022.9786 | 96.9511 | 1021.501 | 96.3665
4.6111 | 1023.6107 | 97.5983 | 1023.2074 | 96.9717 | 1021.69 | 96.3744
4.6181 | 1023.8111 | 97.6073 | 1023.4329 | 97.0065 | 1021.9182 | 96.4151
4.625 | 1023.9734 | 97.6069 | 1023.6716 | 97.0566 | 1022.1726 | 96.4831
4.6319 | 1024.1929 | 97.656 | 1023.8785 | 97.0848 | 1022.4147 | 96.5475
4.6389 | 1024.4274 | 97.7028 | 1024.0489 | 97.0995 | 1022.6201 | 96.5874
4.6458 | 1024.6421 | 97.7398 | 1024.2333 | 97.1386 | 1022.7902 | 96.6071
4.6528 | 1024.8435 | 97.7743 | 1024.442 | 97.202 | 1022.9548 | 96.6333
4.6597 | 1025.0299 | 97.8058 | 1024.6633 | 97.2816 | 1023.1287 | 96.6745
4.6667 | 1025.2068 | 97.8391 | 1024.876 | 97.3596 | 1023.3033 | 96.7213
4.6736 | 1025.3813 | 97.8752 | 1025.0648 | 97.4238 | 1023.4834 | 96.7825
4.6806 | 1025.541 | 97.9032 | 1025.2126 | 97.4594 | 1023.6548 | 96.8408
4.6875 | 1025.6749 | 97.922 | 1025.3376 | 97.4894 | 1023.8115 | 96.8926
4.6944 | 1025.7907 | 97.9404 | 1025.4857 | 97.5534 | 1023.9468 | 96.9303
4.7014 | 1025.8997 | 97.9628 | 1025.6302 | 97.6144 | 1024.04 | 96.9338
4.7083 | 1026.0128 | 97.9897 | 1025.7507 | 97.66 | 1024.1224 | 96.9411
4.7153 | 1026.1191 | 98.0115 | 1025.8553 | 97.6993 | 1024.2291 | 96.9811
4.7222 | 1026.1925 | 98.0217 | 1025.9162 | 97.7003 | 1024.3431 | 97.0308
4.7292 | 1026.2273 | 98.0248 | 1025.9111 | 97.6598 | 1024.4444 | 97.0732
4.7361 | 1026.2524 | 98.0346 | 1025.9393 | 97.6674 | 1024.5294 | 97.1092
4.7431 | 1026.2648 | 98.0431 | 1026.0398 | 97.7392 | 1024.5956 | 97.1351
4.75 | 1026.2752 | 98.0601 | 1026.142 | 97.8024 | 1024.6473 | 97.1578
4.7569 | 1026.2934 | 98.0832 | 1026.2207 | 97.8509 | 1024.6909 | 97.1826
4.7639 | 1026.3115 | 98.1015 | 1026.2497 | 97.8578 | 1024.7246 | 97.2049
4.7708 | 1026.3558 | 98.125 | 1026.2038 | 97.8136 | 1024.7505 | 97.2255
4.7778 | 1026.3958 | 98.1288 | 1026.1532 | 97.786 | 1024.7697 | 97.2417
4.7847 | 1026.415 | 98.1255 | 1026.1317 | 97.7815 | 1024.7581 | 97.2235
4.7917 | 1026.4253 | 98.126 | 1026.1732 | 97.8358 | 1024.7079 | 97.1755
4.7986 | 1026.4151 | 98.1224 | 1026.2171 | 97.8746 | 1024.7078 | 97.1839
4.8056 | 1026.3724 | 98.1138 | 1026.2458 | 97.8981 | 1024.7305 | 97.2057
4.8125 | 1026.3268 | 98.1108 | 1026.2521 | 97.9026 | 1024.7373 | 97.2111
4.8194 | 1026.2815 | 98.1014 | 1026.1962 | 97.8567 | 1024.6579 | 97.1439
4.8264 | 1026.223 | 98.0827 | 1026.0821 | 97.7808 | 1024.5485 | 97.074
4.8333 | 1026.1572 | 98.0627 | 1025.9996 | 97.7449 | 1024.4548 | 97.0196
4.8403 | 1026.0935 | 98.0434 | 1025.9304 | 97.7043 | 1024.4268 | 97.0122
4.8472 | 1026.0283 | 98.0224 | 1025.8537 | 97.654 | 1024.4698 | 97.0629
4.8542 | 1025.9644 | 98.0025 | 1025.7979 | 97.6252 | 1024.494 | 97.0832
4.8611 | 1025.9059 | 97.9848 | 1025.744 | 97.5966 | 1024.4021 | 97.0122
4.8681 | 1025.8489 | 97.9667 | 1025.6767 | 97.5601 | 1024.3024 | 96.9546
4.875 | 1025.7922 | 97.9477 | 1025.607 | 97.5206 | 1024.2221 | 96.907
4.8819 | 1025.7561 | 97.9399 | 1025.5402 | 97.481 | 1024.1572 | 96.8667
4.8889 | 1025.7514 | 97.9397 | 1025.489 | 97.4488 | 1024.1654 | 96.8777
4.8958 | 1025.7552 | 97.933 | 1025.4661 | 97.4318 | 1024.2236 | 96.9194
4.9028 | 1025.7506 | 97.9218 | 1025.4676 | 97.4286 | 1024.2841 | 96.9556
4.9097 | 1025.7045 | 97.8915 | 1025.4846 | 97.434 | 1024.3376 | 96.985
4.9167 | 1025.668 | 97.8841 | 1025.5513 | 97.481 | 1024.3801 | 97.0037
4.9236 | 1025.666 | 97.8912 | 1025.6302 | 97.5255 | 1024.396 | 96.994
4.9306 | 1025.689 | 97.9073 | 1025.7162 | 97.5817 | 1024.3497 | 96.9315
4.9375 | 1025.7276 | 97.9257 | 1025.7803 | 97.616 | 1024.2758 | 96.8589
4.9444 | 1025.7806 | 97.9464 | 1025.8178 | 97.6257 | 1024.234 | 96.8093
4.9514 | 1025.8716 | 97.9756 | 1025.8569 | 97.6307 | 1024.301 | 96.8352
4.9583 | 1025.9724 | 97.9882 | 1025.909 | 97.6322 | 1024.4266 | 96.8935
4.9653 | 1026.0648 | 97.9928 | 1025.9805 | 97.6437 | 1024.5636 | 96.9519
4.9722 | 1026.1562 | 97.9987 | 1026.0808 | 97.6754 | 1024.6949 | 96.9969
4.9792 | 1026.2532 | 98.0067 | 1026.1981 | 97.7115 | 1024.8217 | 97.031
4.9861 | 1026.3527 | 98.0133 | 1026.3179 | 97.7398 | 1024.9245 | 97.0309
4.9931 | 1026.4294 | 98.0108 | 1026.423 | 97.7469 | 1024.9835 | 96.9884
5 | 1026.4783 | 98.0008 | 1026.4823 | 97.7057 | 1025.0491 | 96.9553
5.0069 | 1026.5538 | 98.003 | 1026.4972 | 97.6301 | 1025.1741 | 96.9697
5.0139 | 1026.6402 | 97.9955 | 1026.5767 | 97.6117 | 1025.3377 | 97.0088
5.0208 | 1026.7156 | 97.9826 | 1026.741 | 97.6484 | 1025.5025 | 97.04
5.0278 | 1026.8171 | 97.9881 | 1026.9401 | 97.699 | 1025.6602 | 97.0612
5.0347 | 1026.9507 | 98.0004 | 1027.1365 | 97.7373 | 1025.8123 | 97.0729
5.0417 | 1027.1451 | 98.0283 | 1027.3235 | 97.7628 | 1025.9484 | 97.061
5.0486 | 1027.3671 | 98.0398 | 1027.4912 | 97.7654 | 1026.0738 | 97.0327
5.0556 | 1027.5809 | 98.0375 | 1027.631 | 97.7384 | 1026.2395 | 97.0333
5.0625 | 1027.7742 | 98.0289 | 1027.7379 | 97.6831 | 1026.4352 | 97.0434
5.0694 | 1027.9456 | 98.0207 | 1027.8802 | 97.6569 | 1026.6428 | 97.0507
5.0764 | 1028.0814 | 98.0069 | 1028.0985 | 97.6793 | 1026.8618 | 97.0609
5.0833 | 1028.2398 | 98.0141 | 1028.3459 | 97.7063 | 1027.0699 | 97.0537
5.0903 | 1028.4479 | 98.0373 | 1028.5955 | 97.729 | 1027.2428 | 97.014
5.0972 | 1028.7245 | 98.0792 | 1028.8462 | 97.748 | 1027.4527 | 97.0089
5.1042 | 1029.0282 | 98.1124 | 1029.1009 | 97.7619 | 1027.7106 | 97.0348
5.1111 | 1029.3249 | 98.1355 | 1029.3362 | 97.7504 | 1027.9904 | 97.0665
5.1181 | 1029.5928 | 98.1467 | 1029.5145 | 97.6948 | 1028.2783 | 97.0943
5.125 | 1029.8268 | 98.1485 | 1029.7137 | 97.662 | 1028.5712 | 97.1187
5.1319 | 1030.0588 | 98.1538 | 1029.9477 | 97.6443 | 1028.8648 | 97.1376
5.1389 | 1030.2742 | 98.1454 | 1030.2016 | 97.6317 | 1029.1268 | 97.1216
5.1458 | 1030.505 | 98.1458 | 1030.5342 | 97.6762 | 1029.3136 | 97.0527
5.1528 | 1030.7782 | 98.1623 | 1030.8877 | 97.722 | 1029.5332 | 97.0157
5.1597 | 1031.1156 | 98.2073 | 1031.2288 | 97.7513 | 1029.7759 | 96.9868
5.1667 | 1031.5119 | 98.269 | 1031.5545 | 97.7634 | 1030.0701 | 96.9899
5.1736 | 1031.9142 | 98.316 | 1031.8876 | 97.7756 | 1030.4471 | 97.0495
5.1806 | 1032.3098 | 98.353 | 1032.2533 | 97.8085 | 1030.8464 | 97.1115
5.1875 | 1032.6957 | 98.3811 | 1032.64 | 97.85 | 1031.2365 | 97.1566
5.1944 | 1033.0615 | 98.3976 | 1033.0351 | 97.8914 | 1031.6303 | 97.2011
5.2014 | 1033.4447 | 98.4249 | 1033.4338 | 97.9297 | 1032.0091 | 97.2249
5.2083 | 1033.8538 | 98.4573 | 1033.8176 | 97.9526 | 1032.3116 | 97.1889
5.2153 | 1034.2608 | 98.4791 | 1034.1852 | 97.9591 | 1032.6829 | 97.2081
5.2222 | 1034.6629 | 98.4942 | 1034.5813 | 97.9824 | 1033.1165 | 97.2619
5.2292 | 1035.0743 | 98.5105 | 1035.0003 | 98.0134 | 1033.5652 | 97.3183
5.2361 | 1035.4952 | 98.5261 | 1035.4195 | 98.0367 | 1034.0105 | 97.3664
5.2431 | 1035.9175 | 98.5375 | 1035.8487 | 98.0655 | 1034.4511 | 97.4065
5.25 | 1036.348 | 98.5489 | 1036.2838 | 98.0932 | 1034.8888 | 97.4401
5.2569 | 1036.794 | 98.5607 | 1036.7153 | 98.1131 | 1035.3162 | 97.4593
5.2639 | 1037.2475 | 98.5683 | 1037.1554 | 98.1371 | 1035.7281 | 97.461
5.2708 | 1037.7023 | 98.571 | 1037.5907 | 98.1518 | 1036.1065 | 97.4342
5.2778 | 1038.1565 | 98.5694 | 1038.0135 | 98.1533 | 1036.514 | 97.4295
5.2847 | 1038.5997 | 98.5617 | 1038.4189 | 98.1376 | 1036.953 | 97.4404
5.2917 | 1039.005 | 98.5425 | 1038.7434 | 98.0687 | 1037.3804 | 97.4353
5.2986 | 1039.3956 | 98.5248 | 1039.0608 | 98.0087 | 1037.6934 | 97.3623
5.3056 | 1039.7921 | 98.5107 | 1039.4053 | 97.9641 | 1038.0151 | 97.3073
5.3125 | 1040.1844 | 98.495 | 1039.7877 | 97.9373 | 1038.3646 | 97.265
5.3194 | 1040.5779 | 98.4831 | 1040.2293 | 97.9474 | 1038.7321 | 97.2315
5.3264 | 1041.0072 | 98.4871 | 1040.7015 | 97.9683 | 1039.2038 | 97.2577
5.3333 | 1041.4652 | 98.4976 | 1041.1976 | 97.9988 | 1039.7476 | 97.3311
5.3403 | 1041.936 | 98.51 | 1041.7147 | 98.0436 | 1040.2775 | 97.3918
5.3472 | 1042.4173 | 98.5253 | 1042.2299 | 98.0872 | 1040.78 | 97.4372
5.3542 | 1042.8968 | 98.5378 | 1042.7204 | 98.1146 | 1041.2633 | 97.4722
5.3611 | 1043.3705 | 98.5484 | 1043.2053 | 98.1445 | 1041.7342 | 97.5002
5.3681 | 1043.8644 | 98.5666 | 1043.703 | 98.187 | 1042.1968 | 97.5236
5.375 | 1044.367 | 98.5832 | 1044.1911 | 98.2213 | 1042.642 | 97.5319
5.3819 | 1044.8606 | 98.5953 | 1044.6538 | 98.2407 | 1043.0138 | 97.4858
5.3889 | 1045.3378 | 98.604 | 1045.0762 | 98.2395 | 1043.3103 | 97.4089
5.3958 | 1045.7896 | 98.6094 | 1045.4665 | 98.2243 | 1043.6319 | 97.3558
5.4028 | 1046.2163 | 98.6141 | 1045.8451 | 98.2042 | 1043.9861 | 97.3199
5.4097 | 1046.6239 | 98.6197 | 1046.2215 | 98.1842 | 1044.3599 | 97.2962
5.4167 | 1047.0012 | 98.6211 | 1046.5993 | 98.1669 | 1044.7433 | 97.2814
5.4236 | 1047.3752 | 98.629 | 1046.9992 | 98.164 | 1045.2517 | 97.35
5.4306 | 1047.7885 | 98.6548 | 1047.4355 | 98.1836 | 1045.7892 | 97.4392
5.4375 | 1048.2215 | 98.6854 | 1047.8906 | 98.2194 | 1046.2927 | 97.5134
5.4444 | 1048.6587 | 98.719 | 1048.3465 | 98.2621 | 1046.7604 | 97.5733
5.4514 | 1049.0894 | 98.7517 | 1048.7725 | 98.2884 | 1047.2017 | 97.624
5.4583 | 1049.4746 | 98.7672 | 1049.0832 | 98.2459 | 1047.6233 | 97.6682
5.4653 | 1049.8192 | 98.7742 | 1049.3907 | 98.2247 | 1048.0168 | 97.6973
5.4722 | 1050.1685 | 98.7899 | 1049.7151 | 98.2165 | 1048.3901 | 97.721
5.4792 | 1050.5155 | 98.8055 | 1050.0474 | 98.217 | 1048.7508 | 97.7444
5.4861 | 1050.7851 | 98.7855 | 1050.3774 | 98.2203 | 1049.0714 | 97.7421
5.4931 | 1051.0607 | 98.7855 | 1050.7752 | 98.2778 | 1049.3475 | 97.7196
5.5 | 1051.3709 | 98.8024 | 1051.1752 | 98.3339 | 1049.6101 | 97.7008
5.5069 | 1051.6927 | 98.8253 | 1051.5179 | 98.3563 | 1049.8468 | 97.6723
5.5139 | 1051.995 | 98.8389 | 1051.7428 | 98.3092 | 1050.1302 | 97.6864
5.5208 | 1052.2729 | 98.844 | 1051.9646 | 98.2818 | 1050.4441 | 97.7245
5.5278 | 1052.6058 | 98.8846 | 1052.2052 | 98.27 | 1050.7404 | 97.7518
5.5347 | 1052.9456 | 98.9197 | 1052.4513 | 98.2666 | 1051.009 | 97.7653
5.5417 | 1053.2681 | 98.9492 | 1052.7426 | 98.3002 | 1051.2986 | 97.8061
5.5486 | 1053.5862 | 98.9827 | 1053.0977 | 98.3838 | 1051.603 | 97.863
5.5556 | 1053.9036 | 99.0214 | 1053.4443 | 98.4601 | 1051.8978 | 97.9152
5.5625 | 1054.2028 | 99.0554 | 1053.7603 | 98.5246 | 1052.1775 | 97.9613
5.5694 | 1054.4505 | 99.0705 | 1054.0611 | 98.5901 | 1052.4384 | 97.9981
5.5764 | 1054.6792 | 99.0894 | 1054.3417 | 98.6478 | 1052.6806 | 98.0283
5.5833 | 1054.9506 | 99.1327 | 1054.6005 | 98.6979 | 1052.9177 | 98.0661
5.5903 | 1055.2249 | 99.1655 | 1054.8495 | 98.7509 | 1053.1483 | 98.1057
5.5972 | 1055.4773 | 99.1874 | 1055.0861 | 98.8018 | 1053.368 | 98.1423
5.6042 | 1055.7058 | 99.2021 | 1055.2961 | 98.8378 | 1053.5718 | 98.1709
5.6111 | 1055.9048 | 99.2104 | 1055.4657 | 98.85 | 1053.7525 | 98.1853
5.6181 | 1055.9958 | 99.1891 | 1055.5252 | 98.7924 | 1053.8005 | 98.1084
5.625 | 1056.0436 | 99.1754 | 1055.5497 | 98.7355 | 1053.8379 | 98.0525
5.6319 | 1056.0851 | 99.1636 | 1055.5757 | 98.6832 | 1053.8891 | 98.0124
5.6389 | 1056.122 | 99.1524 | 1055.6062 | 98.638 | 1053.9543 | 97.9891
5.6458 | 1056.1847 | 99.1601 | 1055.7441 | 98.6856 | 1054.1333 | 98.0667
5.6528 | 1056.3322 | 99.2139 | 1055.9122 | 98.741 | 1054.3134 | 98.1407
5.6597 | 1056.4785 | 99.2507 | 1055.9836 | 98.7256 | 1054.4332 | 98.1718
5.6667 | 1056.5833 | 99.2714 | 1056.0078 | 98.7057 | 1054.4175 | 98.114
5.6736 | 1056.6611 | 99.288 | 1056.0565 | 98.721 | 1054.3934 | 98.0757
5.6806 | 1056.73 | 99.3097 | 1056.1442 | 98.7741 | 1054.3869 | 98.0519
5.6875 | 1056.79 | 99.3346 | 1056.2366 | 98.8283 | 1054.5031 | 98.1297
5.6944 | 1056.8471 | 99.3643 | 1056.3234 | 98.8782 | 1054.6397 | 98.2163
5.7014 | 1056.8831 | 99.3842 | 1056.3136 | 98.8489 | 1054.7468 | 98.2879
5.7083 | 1056.8893 | 99.395 | 1056.2917 | 98.8402 | 1054.8064 | 98.3261
5.7153 | 1056.8823 | 99.4054 | 1056.2694 | 98.8354 | 1054.7843 | 98.305
5.7222 | 1056.8621 | 99.4131 | 1056.2295 | 98.8242 | 1054.7087 | 98.2637
5.7292 | 1056.8333 | 99.4217 | 1056.2369 | 98.8693 | 1054.624 | 98.2288
5.7361 | 1056.8036 | 99.4345 | 1056.2604 | 98.926 | 1054.5486 | 98.2058
5.7431 | 1056.7643 | 99.4455 | 1056.2607 | 98.9664 | 1054.4808 | 98.1918
5.75 | 1056.7086 | 99.4511 | 1056.2357 | 98.9929 | 1054.4163 | 98.1842
5.7569 | 1056.6491 | 99.4584 | 1056.1933 | 99.0043 | 1054.4434 | 98.257
5.7639 | 1056.5845 | 99.4593 | 1056.0862 | 98.9547 | 1054.4983 | 98.3515
5.7708 | 1056.5103 | 99.4549 | 1055.987 | 98.9378 | 1054.5245 | 98.4251
5.7778 | 1056.4332 | 99.4506 | 1055.9297 | 98.9591 | 1054.478 | 98.4333
5.7847 | 1056.3604 | 99.4521 | 1055.9113 | 99.0235 | 1054.3309 | 98.3751
5.7917 | 1056.2929 | 99.4564 | 1055.8738 | 99.069 | 1054.1803 | 98.3318
5.7986 | 1056.2213 | 99.4559 | 1055.811 | 99.0942 | 1054.0878 | 98.3299
5.8056 | 1056.139 | 99.4491 | 1055.732 | 99.1019 | 1054.0556 | 98.3745
5.8125 | 1056.0475 | 99.4407 | 1055.6527 | 99.1119 | 1054.0286 | 98.4184
5.8194 | 1055.9499 | 99.4334 | 1055.5738 | 99.1255 | 1053.9582 | 98.4219
5.8264 | 1055.8377 | 99.4234 | 1055.4529 | 99.1016 | 1053.8039 | 98.3661
5.8333 | 1055.7086 | 99.4114 | 1055.2664 | 99.0312 | 1053.6464 | 98.3228
5.8403 | 1055.5675 | 99.3999 | 1055.0754 | 98.9711 | 1053.5033 | 98.2884
5.8472 | 1055.4213 | 99.3906 | 1054.8986 | 98.9199 | 1053.369 | 98.2604
5.8542 | 1055.2786 | 99.3875 | 1054.7785 | 98.9175 | 1053.3172 | 98.3032
5.8611 | 1055.1514 | 99.3941 | 1054.7131 | 98.9517 | 1053.3056 | 98.3794
5.8681 | 1055.0319 | 99.403 | 1054.6342 | 98.9629 | 1053.2782 | 98.4409
5.875 | 1054.8959 | 99.4032 | 1054.5279 | 98.96 | 1053.2219 | 98.4789
5.8819 | 1054.7313 | 99.391 | 1054.414 | 98.9585 | 1053.0986 | 98.4503
5.8889 | 1054.5675 | 99.3895 | 1054.2834 | 98.9446 | 1052.9 | 98.3744
5.8958 | 1054.4369 | 99.4093 | 1054.1353 | 98.9186 | 1052.707 | 98.3165
5.9028 | 1054.335 | 99.4338 | 1053.9978 | 98.8993 | 1052.6356 | 98.363
5.9097 | 1054.2441 | 99.4545 | 1053.9632 | 98.9813 | 1052.6028 | 98.4249
5.9167 | 1054.1487 | 99.4683 | 1053.9593 | 99.0663 | 1052.5558 | 98.4683
5.9236 | 1054.0488 | 99.484 | 1053.9388 | 99.1331 | 1052.4757 | 98.4754
5.9306 | 1053.9778 | 99.5216 | 1053.8889 | 99.1689 | 1052.3804 | 98.4709
5.9375 | 1053.913 | 99.543 | 1053.7563 | 99.1185 | 1052.322 | 98.5069
5.9444 | 1053.8164 | 99.5375 | 1053.6268 | 99.0909 | 1052.2802 | 98.5479
5.9514 | 1053.7217 | 99.5396 | 1053.5245 | 99.0795 | 1052.2374 | 98.5807
5.9583 | 1053.6617 | 99.5571 | 1053.4579 | 99.0937 | 1052.1932 | 98.607
5.9653 | 1053.622 | 99.5712 | 1053.4291 | 99.1328 | 1052.1299 | 98.6022
5.9722 | 1053.578 | 99.5754 | 1053.3873 | 99.145 | 1052.0381 | 98.5652
5.9792 | 1053.4893 | 99.5534 | 1053.3232 | 99.1353 | 1051.9642 | 98.5447
5.9861 | 1053.3948 | 99.543 | 1053.2605 | 99.1233 | 1051.9271 | 98.5512
5.9931 | 1053.3256 | 99.5435 | 1053.2548 | 99.1608 | 1051.9124 | 98.5708
6 | 1053.3369 | 99.5884 | 1053.2864 | 99.2167 | 1051.9115 | 98.5982
6.0069 | 1053.379 | 99.6167 | 1053.3248 | 99.2687 | 1051.9204 | 98.6268
6.0139 | 1053.4187 | 99.6355 | 1053.3633 | 99.3147 | 1051.9361 | 98.651
6.0208 | 1053.4539 | 99.649 | 1053.3948 | 99.3452 | 1051.9598 | 98.6723
6.0278 | 1053.4792 | 99.6565 | 1053.3629 | 99.3061 | 1051.9917 | 98.6902
6.0347 | 1053.4906 | 99.6603 | 1053.3183 | 99.2668 | 1052.0169 | 98.6883
6.0417 | 1053.4971 | 99.6653 | 1053.2869 | 99.2315 | 1051.994 | 98.6346
6.0486 | 1053.5027 | 99.6704 | 1053.2562 | 99.1891 | 1051.9224 | 98.5525
6.0556 | 1053.5002 | 99.6696 | 1053.2257 | 99.1412 | 1051.8748 | 98.4929
6.0625 | 1053.4753 | 99.6524 | 1053.2058 | 99.0938 | 1051.8585 | 98.4491
6.0694 | 1053.4415 | 99.6286 | 1053.2002 | 99.0498 | 1051.8631 | 98.4159
6.0764 | 1053.4245 | 99.61 | 1053.2094 | 99.0103 | 1051.8816 | 98.3892
6.0833 | 1053.4296 | 99.5938 | 1053.2326 | 98.9752 | 1051.9105 | 98.3664
6.0903 | 1053.4536 | 99.5786 | 1053.2685 | 98.9441 | 1051.9487 | 98.3462
6.0972 | 1053.4942 | 99.5641 | 1053.3162 | 98.9164 | 1051.996 | 98.3276
6.1042 | 1053.5603 | 99.5575 | 1053.4434 | 98.9485 | 1052.1289 | 98.3636
6.1111 | 1053.7196 | 99.6147 | 1053.6227 | 99.0011 | 1052.3018 | 98.4164
6.1181 | 1053.9218 | 99.6766 | 1053.7862 | 99.027 | 1052.4647 | 98.4518
6.125 | 1054.1114 | 99.7213 | 1053.893 | 99.0073 | 1052.5921 | 98.4532
6.1319 | 1054.2797 | 99.7479 | 1054.0018 | 98.9959 | 1052.7428 | 98.4737
6.1389 | 1054.4242 | 99.7516 | 1054.1404 | 98.9988 | 1052.9518 | 98.537
6.1458 | 1054.5688 | 99.7544 | 1054.3088 | 99.0165 | 1053.1709 | 98.595
6.1528 | 1054.7544 | 99.7834 | 1054.493 | 99.0395 | 1053.3604 | 98.6177
6.1597 | 1054.9594 | 99.8126 | 1054.6768 | 99.0564 | 1053.5031 | 98.5996
6.1667 | 1055.1653 | 99.8364 | 1054.8448 | 99.059 | 1053.5849 | 98.5445
6.1736 | 1055.3669 | 99.8527 | 1054.9991 | 99.0495 | 1053.6905 | 98.5089
6.1806 | 1055.5649 | 99.8619 | 1055.1548 | 99.0354 | 1053.8308 | 98.4874
6.1875 | 1055.7623 | 99.8655 | 1055.3194 | 99.0208 | 1053.9969 | 98.4757
6.1944 | 1055.9529 | 99.8582 | 1055.4958 | 99.0079 | 1054.1816 | 98.4701
6.2014 | 1056.1523 | 99.8534 | 1055.6991 | 99.0054 | 1054.4661 | 98.5242
6.2083 | 1056.3742 | 99.8565 | 1055.944 | 99.0223 | 1054.8082 | 98.6121
6.2153 | 1056.6189 | 99.8672 | 1056.2213 | 99.0559 | 1055.1436 | 98.6896
6.2222 | 1056.8824 | 99.8847 | 1056.516 | 99.0986 | 1055.4606 | 98.7523
6.2292 | 1057.1614 | 99.9082 | 1056.8183 | 99.144 | 1055.7622 | 98.8007
6.2361 | 1057.4622 | 99.9417 | 1057.1795 | 99.2311 | 1056.0538 | 98.8382
6.2431 | 1057.792 | 99.9887 | 1057.5747 | 99.3348 | 1056.3352 | 98.8622
6.25 | 1058.1428 | 100.0449 | 1057.9651 | 99.4307 | 1056.6073 | 98.8736
6.2569 | 1058.5011 | 100.1014 | 1058.3219 | 99.4975 | 1056.8468 | 98.8544
6.2639 | 1058.8529 | 100.1488 | 1058.6493 | 99.5415 | 1057.111 | 98.8571
6.2708 | 1059.1957 | 100.1862 | 1058.9774 | 99.5849 | 1057.428 | 98.8967
6.2778 | 1059.5423 | 100.2213 | 1059.3146 | 99.6306 | 1057.7708 | 98.95
6.2847 | 1059.8892 | 100.2506 | 1059.6537 | 99.6734 | 1058.1211 | 99.0052
6.2917 | 1060.2339 | 100.2744 | 1059.9894 | 99.7109 | 1058.4694 | 99.0555
6.2986 | 1060.5746 | 100.2923 | 1060.3121 | 99.7362 | 1058.7919 | 99.0789
6.3056 | 1060.9026 | 100.3009 | 1060.578 | 99.7191 | 1059.016 | 99.0322
6.3125 | 1061.1851 | 100.2883 | 1060.7923 | 99.6754 | 1059.214 | 98.9841
6.3194 | 1061.4461 | 100.2741 | 1061.0574 | 99.675 | 1059.4375 | 98.9525
6.3264 | 1061.7349 | 100.2779 | 1061.3612 | 99.6934 | 1059.683 | 98.9316
6.3333 | 1062.0479 | 100.2909 | 1061.6919 | 99.7248 | 1060.0435 | 98.9818
6.3403 | 1062.3743 | 100.3086 | 1062.0493 | 99.767 | 1060.4682 | 99.0759
6.3472 | 1062.6815 | 100.3176 | 1062.4223 | 99.8191 | 1060.8698 | 99.1491
6.3542 | 1062.9507 | 100.3154 | 1062.7962 | 99.8738 | 1061.2401 | 99.2062
6.3611 | 1063.2325 | 100.3299 | 1063.154 | 99.9182 | 1061.5848 | 99.2511
6.3681 | 1063.5149 | 100.3418 | 1063.3874 | 99.8741 | 1061.9097 | 99.2874
6.375 | 1063.7811 | 100.3463 | 1063.6156 | 99.8507 | 1062.2158 | 99.3141
6.3819 | 1064.0831 | 100.372 | 1063.8624 | 99.839 | 1062.4976 | 99.3249
6.3889 | 1064.4113 | 100.4054 | 1064.1864 | 99.8853 | 1062.6885 | 99.2694
6.3958 | 1064.7551 | 100.4469 | 1064.5204 | 99.9373 | 1062.8257 | 99.1984
6.4028 | 1065.1054 | 100.4941 | 1064.8157 | 99.9653 | 1062.9907 | 99.1527
6.4097 | 1065.4442 | 100.536 | 1065.065 | 99.962 | 1063.1902 | 99.127
6.4167 | 1065.7595 | 100.5681 | 1065.2944 | 99.946 | 1063.4933 | 99.1653
6.4236 | 1066.0501 | 100.5912 | 1065.5272 | 99.9311 | 1063.8725 | 99.2576
6.4306 | 1066.317 | 100.6078 | 1065.7324 | 99.9009 | 1064.2488 | 99.3498
6.4375 | 1066.5601 | 100.6187 | 1065.9605 | 99.9002 | 1064.5924 | 99.4249
6.4444 | 1066.7852 | 100.6256 | 1066.2417 | 99.9386 | 1064.8904 | 99.4717
6.4514 | 1066.9603 | 100.6071 | 1066.5343 | 99.985 | 1065.0874 | 99.4492
6.4583 | 1067.1528 | 100.6149 | 1066.8237 | 100.0422 | 1065.2045 | 99.3967
6.4653 | 1067.4245 | 100.674 | 1067.0911 | 100.0935 | 1065.3268 | 99.3614
6.4722 | 1067.7094 | 100.7319 | 1067.3195 | 100.1209 | 1065.4693 | 99.3412
6.4792 | 1067.968 | 100.7778 | 1067.504 | 100.1212 | 1065.628 | 99.3345
6.4861 | 1068.1691 | 100.7933 | 1067.5938 | 100.0565 | 1065.7971 | 99.3385
6.4931 | 1068.2805 | 100.7598 | 1067.696 | 100.0187 | 1066.0706 | 99.4189
6.5 | 1068.3801 | 100.7338 | 1067.846 | 100.0126 | 1066.3619 | 99.5115
6.5069 | 1068.5074 | 100.7262 | 1068.0927 | 100.0845 | 1066.622 | 99.5929
6.5139 | 1068.7339 | 100.7901 | 1068.3907 | 100.1982 | 1066.8418 | 99.6548
6.5208 | 1069.0012 | 100.8717 | 1068.6668 | 100.2998 | 1067.0215 | 99.6929
6.5278 | 1069.2602 | 100.9535 | 1068.8936 | 100.3747 | 1067.1342 | 99.6844
6.5347 | 1069.4889 | 101.0213 | 1069.0565 | 100.4131 | 1067.1729 | 99.6421
6.5417 | 1069.6786 | 101.0703 | 1069.1742 | 100.432 | 1067.2244 | 99.6231
6.5486 | 1069.8294 | 101.1003 | 1069.2703 | 100.4429 | 1067.2988 | 99.6215
6.5556 | 1069.9122 | 101.0924 | 1069.3578 | 100.448 | 1067.4829 | 99.7024
6.5625 | 1069.9419 | 101.0651 | 1069.3857 | 100.4049 | 1067.695 | 99.803
6.5694 | 1070.0065 | 101.0743 | 1069.4226 | 100.3904 | 1067.8396 | 99.8527
6.5764 | 1070.1084 | 101.0954 | 1069.502 | 100.4165 | 1067.8523 | 99.8232
6.5833 | 1070.2096 | 101.1116 | 1069.6159 | 100.4813 | 1067.85 | 99.8055
6.5903 | 1070.301 | 101.1236 | 1069.7165 | 100.536 | 1067.8583 | 99.7968
6.5972 | 1070.3595 | 101.1185 | 1069.7864 | 100.5733 | 1067.8722 | 99.7942
6.6042 | 1070.3441 | 101.083 | 1069.8228 | 100.589 | 1067.8861 | 99.7949
6.6111 | 1070.312 | 101.0589 | 1069.8444 | 100.6033 | 1067.893 | 99.7958
6.6181 | 1070.3106 | 101.0507 | 1069.8563 | 100.6163 | 1067.8895 | 99.7956
6.625 | 1070.3398 | 101.0411 | 1069.8539 | 100.6227 | 1067.8765 | 99.7944
6.6319 | 1070.3569 | 101.0112 | 1069.8371 | 100.6236 | 1067.8563 | 99.792
6.6389 | 1070.3439 | 100.9707 | 1069.8056 | 100.6173 | 1067.8294 | 99.7874
6.6458 | 1070.2943 | 100.9264 | 1069.7573 | 100.6018 | 1067.7945 | 99.7795
6.6528 | 1070.1862 | 100.8777 | 1069.6932 | 100.5765 | 1067.7861 | 99.7933
6.6597 | 1070.0635 | 100.8392 | 1069.6258 | 100.5521 | 1067.8326 | 99.8609
6.6667 | 1069.9479 | 100.8015 | 1069.5137 | 100.498 | 1067.869 | 99.9256
6.6736 | 1069.855 | 100.7661 | 1069.4064 | 100.4696 | 1067.8656 | 99.9689
6.6806 | 1069.7682 | 100.7241 | 1069.3105 | 100.4541 | 1067.8258 | 99.992
6.6875 | 1069.6694 | 100.6797 | 1069.2148 | 100.4433 | 1067.7581 | 99.9999
6.6944 | 1069.5554 | 100.6349 | 1069.1102 | 100.4299 | 1067.6519 | 99.9757
6.7014 | 1069.43 | 100.5928 | 1069.0409 | 100.4515 | 1067.4241 | 99.8578
6.7083 | 1069.2922 | 100.549 | 1068.9567 | 100.4516 | 1067.1897 | 99.7604
6.7153 | 1069.1401 | 100.5028 | 1068.8326 | 100.4228 | 1066.9749 | 99.678
6.7222 | 1068.9756 | 100.458 | 1068.6908 | 100.3905 | 1066.8558 | 99.678
6.7292 | 1068.7978 | 100.4178 | 1068.5483 | 100.3637 | 1066.7716 | 99.7052
6.7361 | 1068.5993 | 100.3833 | 1068.3881 | 100.3311 | 1066.667 | 99.7203
6.7431 | 1068.3989 | 100.3533 | 1068.2087 | 100.2984 | 1066.5338 | 99.722
6.75 | 1068.2019 | 100.3255 | 1068.0514 | 100.2977 | 1066.3775 | 99.7144
6.7569 | 1067.9919 | 100.3018 | 1067.8957 | 100.2942 | 1066.2031 | 99.7006
6.7639 | 1067.779 | 100.2811 | 1067.7223 | 100.2816 | 1066.0022 | 99.6669
6.7708 | 1067.58 | 100.2556 | 1067.5187 | 100.2549 | 1065.7374 | 99.5762
6.7778 | 1067.3879 | 100.2272 | 1067.2646 | 100.2022 | 1065.4236 | 99.463
6.7847 | 1067.1832 | 100.2013 | 1066.9357 | 100.104 | 1065.1225 | 99.3711
6.7917 | 1066.9555 | 100.1817 | 1066.5992 | 100.02 | 1064.8427 | 99.2953
6.7986 | 1066.7028 | 100.1668 | 1066.2825 | 99.9478 | 1064.5958 | 99.2468
6.8056 | 1066.4253 | 100.1535 | 1065.9814 | 99.8841 | 1064.3376 | 99.1896
6.8125 | 1066.1509 | 100.1503 | 1065.6886 | 99.8261 | 1064.0771 | 99.1413
6.8194 | 1065.8945 | 100.1502 | 1065.4029 | 99.7735 | 1063.8194 | 99.1008
6.8264 | 1065.6412 | 100.146 | 1065.123 | 99.7263 | 1063.5644 | 99.0669
6.8333 | 1065.3816 | 100.1399 | 1064.8583 | 99.6919 | 1063.3759 | 99.0979
6.8403 | 1065.1055 | 100.1266 | 1064.6151 | 99.674 | 1063.199 | 99.1305
6.8472 | 1064.811 | 100.107 | 1064.3714 | 99.6576 | 1062.9295 | 99.0807
6.8542 | 1064.5272 | 100.1061 | 1064.1181 | 99.6378 | 1062.6707 | 99.0625
6.8611 | 1064.2868 | 100.1294 | 1063.8762 | 99.6288 | 1062.4904 | 99.1231
6.8681 | 1064.071 | 100.1479 | 1063.6966 | 99.6887 | 1062.3245 | 99.1861
6.875 | 1063.867 | 100.1678 | 1063.552 | 99.7751 | 1062.1441 | 99.2334
6.8819 | 1063.6689 | 100.1861 | 1063.4033 | 99.8532 | 1061.9532 | 99.2697
6.8889 | 1063.4706 | 100.1984 | 1063.2406 | 99.9173 | 1061.744 | 99.2786
6.8958 | 1063.2673 | 100.2029 | 1063.0541 | 99.9549 | 1061.4794 | 99.2242
6.9028 | 1063.0371 | 100.1942 | 1062.847 | 99.9691 | 1061.2545 | 99.2205
6.9097 | 1062.7872 | 100.1862 | 1062.6328 | 99.968 | 1061.073 | 99.2516
6.9167 | 1062.5412 | 100.1843 | 1062.4232 | 99.9695 | 1060.899 | 99.282
6.9236 | 1062.3087 | 100.1849 | 1062.2283 | 99.984 | 1060.7181 | 99.3014
6.9306 | 1062.0894 | 100.1872 | 1062.0477 | 100.0079 | 1060.524 | 99.3022
6.9375 | 1061.8802 | 100.1887 | 1061.8654 | 100.0206 | 1060.3136 | 99.2815
6.9444 | 1061.6777 | 100.188 | 1061.6807 | 100.0263 | 1060.1226 | 99.2833
6.9514 | 1061.4815 | 100.1858 | 1061.4995 | 100.0289 | 1059.9568 | 99.3052
6.9583 | 1061.2906 | 100.1822 | 1061.3131 | 100.0179 | 1059.7979 | 99.3229
6.9653 | 1061.1177 | 100.1839 | 1061.1404 | 100.0216 | 1059.6411 | 99.335
6.9722 | 1060.9727 | 100.1856 | 1060.9891 | 100.0388 | 1059.489 | 99.3432
6.9792 | 1060.839 | 100.1813 | 1060.8416 | 100.0468 | 1059.3151 | 99.3107
6.9861 | 1060.7045 | 100.1756 | 1060.6787 | 100.0355 | 1059.0651 | 99.2069
6.9931 | 1060.5661 | 100.1697 | 1060.4899 | 99.9959 | 1058.8335 | 99.128
7 | 1060.4155 | 100.1599 | 1060.236 | 99.8819 | 1058.639 | 99.0673

## TSS
TSS
Time | Total suspended solids (TSS) (CSTR2)
d | g TSS/m3
0 | 1892.0942
0.0069444 | 1892.0731
0.013889 | 1891.9751
0.020833 | 1891.9022
0.027778 | 1891.8789
0.034722 | 1891.8998
0.041667 | 1891.9591
0.048611 | 1892.0519
0.055556 | 1892.1737
0.0625 | 1892.3366
0.069444 | 1892.5725
0.076389 | 1892.8348
0.083333 | 1893.1016
0.090278 | 1893.3543
0.097222 | 1893.5903
0.10417 | 1893.8342
0.11111 | 1894.0971
0.11806 | 1894.333
0.125 | 1894.549
0.13194 | 1894.7794
0.13889 | 1895.0775
0.14583 | 1895.4435
0.15278 | 1895.8278
0.15972 | 1896.2023
0.16667 | 1896.5689
0.17361 | 1896.9315
0.18056 | 1897.2746
0.1875 | 1897.5264
0.19444 | 1897.7866
0.20139 | 1898.0768
0.20833 | 1898.3895
0.21528 | 1898.7893
0.22222 | 1899.2321
0.22917 | 1899.6717
0.23611 | 1900.1018
0.24306 | 1900.5209
0.25 | 1900.9228
0.25694 | 1901.3015
0.26389 | 1901.6765
0.27083 | 1902.0795
0.27778 | 1902.4934
0.28472 | 1902.9017
0.29167 | 1903.3038
0.29861 | 1903.6884
0.30556 | 1903.9962
0.3125 | 1904.3229
0.31944 | 1904.6934
0.32639 | 1905.0622
0.33333 | 1905.376
0.34028 | 1905.6469
0.34722 | 1905.9176
0.35417 | 1906.1967
0.36111 | 1906.4783
0.36806 | 1906.7574
0.375 | 1907.0302
0.38194 | 1907.2941
0.38889 | 1907.5465
0.39583 | 1907.7858
0.40278 | 1908.0335
0.40972 | 1908.2922
0.41667 | 1908.5195
0.42361 | 1908.7379
0.43056 | 1908.924
0.4375 | 1909.0349
0.44444 | 1909.1209
0.45139 | 1909.2003
0.45833 | 1909.2865
0.46528 | 1909.4453
0.47222 | 1909.6141
0.47917 | 1909.7492
0.48611 | 1909.8519
0.49306 | 1909.9058
0.5 | 1909.8906
0.50694 | 1909.8112
0.51389 | 1909.7237
0.52083 | 1909.6945
0.52778 | 1909.7011
0.53472 | 1909.6949
0.54167 | 1909.6958
0.54861 | 1909.687
0.55556 | 1909.6565
0.5625 | 1909.6063
0.56944 | 1909.5392
0.57639 | 1909.4417
0.58333 | 1909.3039
0.59028 | 1909.1529
0.59722 | 1909.0259
0.60417 | 1908.9062
0.61111 | 1908.77
0.61806 | 1908.6156
0.625 | 1908.4334
0.63194 | 1908.2288
0.63889 | 1908.017
0.64583 | 1907.8024
0.65278 | 1907.5681
0.65972 | 1907.3246
0.66667 | 1907.0894
0.67361 | 1906.8498
0.68056 | 1906.5944
0.6875 | 1906.2909
0.69444 | 1905.9699
0.70139 | 1905.698
0.70833 | 1905.4954
0.71528 | 1905.3044
0.72222 | 1905.0931
0.72917 | 1904.8539
0.73611 | 1904.5801
0.74306 | 1904.3103
0.75 | 1904.0532
0.75694 | 1903.7891
0.76389 | 1903.5124
0.77083 | 1903.212
0.77778 | 1902.8936
0.78472 | 1902.5742
0.79167 | 1902.2931
0.79861 | 1902.0413
0.80556 | 1901.8023
0.8125 | 1901.5644
0.81944 | 1901.3232
0.82639 | 1901.072
0.83333 | 1900.7361
0.84028 | 1900.4122
0.84722 | 1900.1207
0.85417 | 1899.8547
0.86111 | 1899.6101
0.86806 | 1899.4689
0.875 | 1899.3684
0.88194 | 1899.2588
0.88889 | 1899.1015
0.89583 | 1898.8974
0.90278 | 1898.7587
0.90972 | 1898.6779
0.91667 | 1898.6175
0.92361 | 1898.5535
0.93056 | 1898.457
0.9375 | 1898.3282
0.94444 | 1898.2506
0.95139 | 1898.2332
0.95833 | 1898.2316
0.96528 | 1898.2274
0.97222 | 1898.224
0.97917 | 1898.1904
0.98611 | 1898.1102
0.99306 | 1898.0524
1 | 1898.0321
1.0069 | 1898.0432
1.0139 | 1898.0812
1.0208 | 1898.1435
1.0278 | 1898.2409
1.0347 | 1898.3503
1.0417 | 1898.4788
1.0486 | 1898.6325
1.0556 | 1898.8468
1.0625 | 1899.1206
1.0694 | 1899.3942
1.0764 | 1899.6044
1.0833 | 1899.8192
1.0903 | 1900.1429
1.0972 | 1900.5149
1.1042 | 1900.8798
1.1111 | 1901.2388
1.1181 | 1901.5885
1.125 | 1901.9304
1.1319 | 1902.2736
1.1389 | 1902.5971
1.1458 | 1902.8614
1.1528 | 1903.1366
1.1597 | 1903.4393
1.1667 | 1903.7642
1.1736 | 1904.1738
1.1806 | 1904.6381
1.1875 | 1905.1015
1.1944 | 1905.5476
1.2014 | 1905.9813
1.2083 | 1906.4122
1.2153 | 1906.8417
1.2222 | 1907.2673
1.2292 | 1907.6678
1.2361 | 1907.9915
1.2431 | 1908.3194
1.25 | 1908.6691
1.2569 | 1909.0579
1.2639 | 1909.485
1.2708 | 1909.863
1.2778 | 1910.2325
1.2847 | 1910.6097
1.2917 | 1910.9918
1.2986 | 1911.4525
1.3056 | 1911.9484
1.3125 | 1912.4163
1.3194 | 1912.8361
1.3264 | 1913.1953
1.3333 | 1913.5256
1.3403 | 1913.9299
1.3472 | 1914.3549
1.3542 | 1914.7583
1.3611 | 1915.1319
1.3681 | 1915.3951
1.375 | 1915.6275
1.3819 | 1915.9625
1.3889 | 1916.3318
1.3958 | 1916.6769
1.4028 | 1916.9965
1.4097 | 1917.2923
1.4167 | 1917.5572
1.4236 | 1917.7825
1.4306 | 1917.9714
1.4375 | 1918.1788
1.4444 | 1918.3939
1.4514 | 1918.5875
1.4583 | 1918.7559
1.4653 | 1918.8999
1.4722 | 1918.9937
1.4792 | 1918.9798
1.4861 | 1918.952
1.4931 | 1918.9315
1.5 | 1918.9122
1.5069 | 1918.9701
1.5139 | 1919.0422
1.5208 | 1919.0649
1.5278 | 1918.9721
1.5347 | 1918.8541
1.5417 | 1918.7338
1.5486 | 1918.6067
1.5556 | 1918.5453
1.5625 | 1918.5047
1.5694 | 1918.4351
1.5764 | 1918.3314
1.5833 | 1918.2008
1.5903 | 1918.0489
1.5972 | 1917.8779
1.6042 | 1917.688
1.6111 | 1917.4674
1.6181 | 1917.2183
1.625 | 1916.9512
1.6319 | 1916.6355
1.6389 | 1916.2733
1.6458 | 1915.907
1.6528 | 1915.5778
1.6597 | 1915.2907
1.6667 | 1915.0289
1.6736 | 1914.7509
1.6806 | 1914.4374
1.6875 | 1914.1032
1.6944 | 1913.7584
1.7014 | 1913.3801
1.7083 | 1912.9477
1.7153 | 1912.5475
1.7222 | 1912.1802
1.7292 | 1911.8304
1.7361 | 1911.4935
1.7431 | 1911.1435
1.75 | 1910.7758
1.7569 | 1910.4074
1.7639 | 1910.0318
1.7708 | 1909.6504
1.7778 | 1909.2671
1.7847 | 1908.8802
1.7917 | 1908.4768
1.7986 | 1908.0788
1.8056 | 1907.7112
1.8125 | 1907.3632
1.8194 | 1907.0159
1.8264 | 1906.6684
1.8333 | 1906.3228
1.8403 | 1905.9818
1.8472 | 1905.6399
1.8542 | 1905.2897
1.8611 | 1904.9281
1.8681 | 1904.559
1.875 | 1904.1863
1.8819 | 1903.8331
1.8889 | 1903.5238
1.8958 | 1903.3081
1.9028 | 1903.1365
1.9097 | 1902.967
1.9167 | 1902.7867
1.9236 | 1902.5625
1.9306 | 1902.3065
1.9375 | 1902.13
1.9444 | 1902.0275
1.9514 | 1901.9314
1.9583 | 1901.8377
1.9653 | 1901.7424
1.9722 | 1901.6137
1.9792 | 1901.4876
1.9861 | 1901.4245
1.9931 | 1901.4076
2 | 1901.4009
2.0069 | 1901.4033
2.0139 | 1901.4177
2.0208 | 1901.4456
2.0278 | 1901.486
2.0347 | 1901.5269
2.0417 | 1901.5366
2.0486 | 1901.5198
2.0556 | 1901.5262
2.0625 | 1901.5672
2.0694 | 1901.6374
2.0764 | 1901.793
2.0833 | 1902.0122
2.0903 | 1902.2317
2.0972 | 1902.4435
2.1042 | 1902.6518
2.1111 | 1902.8391
2.1181 | 1902.9455
2.125 | 1903.0622
2.1319 | 1903.2088
2.1389 | 1903.3792
2.1458 | 1903.618
2.1528 | 1903.9369
2.1597 | 1904.2589
2.1667 | 1904.5658
2.1736 | 1904.796
2.1806 | 1904.9969
2.1875 | 1905.2145
2.1944 | 1905.4564
2.2014 | 1905.7531
2.2083 | 1906.089
2.2153 | 1906.4314
2.2222 | 1906.7878
2.2292 | 1907.1459
2.2361 | 1907.4533
2.2431 | 1907.7044
2.25 | 1907.9568
2.2569 | 1908.2244
2.2639 | 1908.502
2.2708 | 1908.836
2.2778 | 1909.1945
2.2847 | 1909.5466
2.2917 | 1909.8902
2.2986 | 1910.1893
2.3056 | 1910.4541
2.3125 | 1910.7446
2.3194 | 1911.0208
2.3264 | 1911.2232
2.3333 | 1911.4325
2.3403 | 1911.7034
2.3472 | 1911.9963
2.3542 | 1912.2779
2.3611 | 1912.5284
2.3681 | 1912.7489
2.375 | 1912.9426
2.3819 | 1913.1121
2.3889 | 1913.2599
2.3958 | 1913.3663
2.4028 | 1913.4584
2.4097 | 1913.5515
2.4167 | 1913.6267
2.4236 | 1913.6712
2.4306 | 1913.6899
2.4375 | 1913.6837
2.4444 | 1913.6524
2.4514 | 1913.604
2.4583 | 1913.5093
2.4653 | 1913.4144
2.4722 | 1913.3784
2.4792 | 1913.3692
2.4861 | 1913.3485
2.4931 | 1913.3054
2.5 | 1913.2351
2.5069 | 1913.1258
2.5139 | 1912.9864
2.5208 | 1912.8554
2.5278 | 1912.7419
2.5347 | 1912.6137
2.5417 | 1912.4676
2.5486 | 1912.3054
2.5556 | 1912.1269
2.5625 | 1911.8844
2.5694 | 1911.5757
2.5764 | 1911.2646
2.5833 | 1910.9641
2.5903 | 1910.6679
2.5972 | 1910.3709
2.6042 | 1910.0688
2.6111 | 1909.8407
2.6181 | 1909.6288
2.625 | 1909.3911
2.6319 | 1909.1071
2.6389 | 1908.7643
2.6458 | 1908.4223
2.6528 | 1908.0884
2.6597 | 1907.7334
2.6667 | 1907.3234
2.6736 | 1906.8529
2.6806 | 1906.3763
2.6875 | 1905.9203
2.6944 | 1905.4747
2.7014 | 1905.0134
2.7083 | 1904.5498
2.7153 | 1904.0966
2.7222 | 1903.64
2.7292 | 1903.1821
2.7361 | 1902.7295
2.7431 | 1902.3265
2.75 | 1901.9773
2.7569 | 1901.6343
2.7639 | 1901.2703
2.7708 | 1900.903
2.7778 | 1900.534
2.7847 | 1900.1599
2.7917 | 1899.7733
2.7986 | 1899.3718
2.8056 | 1898.9672
2.8125 | 1898.5769
2.8194 | 1898.1897
2.8264 | 1897.7542
2.8333 | 1897.2911
2.8403 | 1896.8447
2.8472 | 1896.4248
2.8542 | 1896.0285
2.8611 | 1895.7438
2.8681 | 1895.4983
2.875 | 1895.2488
2.8819 | 1894.9976
2.8889 | 1894.7414
2.8958 | 1894.4912
2.9028 | 1894.2523
2.9097 | 1894.0183
2.9167 | 1893.7554
2.9236 | 1893.4403
2.9306 | 1893.1421
2.9375 | 1892.8749
2.9444 | 1892.634
2.9514 | 1892.4179
2.9583 | 1892.2268
2.9653 | 1892.0606
2.9722 | 1891.9457
2.9792 | 1891.9175
2.9861 | 1891.9097
2.9931 | 1891.8814
3 | 1891.8373
3.0069 | 1891.8024
3.0139 | 1891.7977
3.0208 | 1891.8153
3.0278 | 1891.8361
3.0347 | 1891.8511
3.0417 | 1891.8523
3.0486 | 1891.8312
3.0556 | 1891.8041
3.0625 | 1891.8043
3.0694 | 1891.839
3.0764 | 1891.9047
3.0833 | 1892.0467
3.0903 | 1892.2778
3.0972 | 1892.5114
3.1042 | 1892.7401
3.1111 | 1892.9662
3.1181 | 1893.0861
3.125 | 1893.2158
3.1319 | 1893.3793
3.1389 | 1893.6651
3.1458 | 1893.9899
3.1528 | 1894.3082
3.1597 | 1894.6219
3.1667 | 1894.9342
3.1736 | 1895.2465
3.1806 | 1895.5079
3.1875 | 1895.715
3.1944 | 1895.9345
3.2014 | 1896.181
3.2083 | 1896.4479
3.2153 | 1896.7325
3.2222 | 1897.0708
3.2292 | 1897.4477
3.2361 | 1897.8358
3.2431 | 1898.2033
3.25 | 1898.5311
3.2569 | 1898.8436
3.2639 | 1899.1493
3.2708 | 1899.4475
3.2778 | 1899.7511
3.2847 | 1900.0517
3.2917 | 1900.3257
3.2986 | 1900.599
3.3056 | 1900.8793
3.3125 | 1901.1358
3.3194 | 1901.3515
3.3264 | 1901.5444
3.3333 | 1901.7229
3.3403 | 1901.9282
3.3472 | 1902.1711
3.3542 | 1902.4072
3.3611 | 1902.6199
3.3681 | 1902.7926
3.375 | 1902.8845
3.3819 | 1902.9432
3.3889 | 1903.002
3.3958 | 1903.0663
3.4028 | 1903.1833
3.4097 | 1903.3396
3.4167 | 1903.4603
3.4236 | 1903.5215
3.4306 | 1903.5461
3.4375 | 1903.5806
3.4444 | 1903.6262
3.4514 | 1903.649
3.4583 | 1903.6488
3.4653 | 1903.6306
3.4722 | 1903.5165
3.4792 | 1903.3779
3.4861 | 1903.2443
3.4931 | 1903.1172
3.5 | 1902.9915
3.5069 | 1902.9114
3.5139 | 1902.8576
3.5208 | 1902.7884
3.5278 | 1902.6812
3.5347 | 1902.5377
3.5417 | 1902.3636
3.5486 | 1902.1402
3.5556 | 1901.9073
3.5625 | 1901.6783
3.5694 | 1901.4499
3.5764 | 1901.2458
3.5833 | 1901.0687
3.5903 | 1900.8711
3.5972 | 1900.678
3.6042 | 1900.5074
3.6111 | 1900.3323
3.6181 | 1900.1374
3.625 | 1899.9243
3.6319 | 1899.6954
3.6389 | 1899.4514
3.6458 | 1899.1658
3.6528 | 1898.8
3.6597 | 1898.4246
3.6667 | 1898.0609
3.6736 | 1897.7068
3.6806 | 1897.418
3.6875 | 1897.1704
3.6944 | 1896.9199
3.7014 | 1896.6517
3.7083 | 1896.3675
3.7153 | 1896.071
3.7222 | 1895.7655
3.7292 | 1895.4333
3.7361 | 1895.0245
3.7431 | 1894.6145
3.75 | 1894.2255
3.7569 | 1893.8989
3.7639 | 1893.6285
3.7708 | 1893.3412
3.7778 | 1892.9831
3.7847 | 1892.6239
3.7917 | 1892.284
3.7986 | 1891.9858
3.8056 | 1891.7579
3.8125 | 1891.5334
3.8194 | 1891.2819
3.8264 | 1891.0286
3.8333 | 1890.7898
3.8403 | 1890.5574
3.8472 | 1890.3051
3.8542 | 1890.0298
3.8611 | 1889.7678
3.8681 | 1889.5926
3.875 | 1889.464
3.8819 | 1889.3082
3.8889 | 1889.1022
3.8958 | 1888.9
3.9028 | 1888.7192
3.9097 | 1888.5815
3.9167 | 1888.5082
3.9236 | 1888.4469
3.9306 | 1888.4099
3.9375 | 1888.3884
3.9444 | 1888.3677
3.9514 | 1888.3212
3.9583 | 1888.2756
3.9653 | 1888.269
3.9722 | 1888.3114
3.9792 | 1888.3691
3.9861 | 1888.4355
3.9931 | 1888.5078
4 | 1888.5715
4.0069 | 1888.6381
4.0139 | 1888.7279
4.0208 | 1888.8558
4.0278 | 1889.0123
4.0347 | 1889.1811
4.0417 | 1889.3583
4.0486 | 1889.5546
4.0556 | 1889.7779
4.0625 | 1890.0372
4.0694 | 1890.3144
4.0764 | 1890.5932
4.0833 | 1890.8695
4.0903 | 1891.1374
4.0972 | 1891.4421
4.1042 | 1891.8023
4.1111 | 1892.182
4.1181 | 1892.5498
4.125 | 1892.8592
4.1319 | 1893.1756
4.1389 | 1893.521
4.1458 | 1893.8894
4.1528 | 1894.2757
4.1597 | 1894.6761
4.1667 | 1895.0879
4.1736 | 1895.5424
4.1806 | 1896.0104
4.1875 | 1896.4405
4.1944 | 1896.8625
4.2014 | 1897.3069
4.2083 | 1897.8262
4.2153 | 1898.3643
4.2222 | 1898.885
4.2292 | 1899.3825
4.2361 | 1899.8807
4.2431 | 1900.3902
4.25 | 1900.8988
4.2569 | 1901.4007
4.2639 | 1901.8927
4.2708 | 1902.3631
4.2778 | 1902.7846
4.2847 | 1903.2013
4.2917 | 1903.6328
4.2986 | 1904.0742
4.3056 | 1904.5217
4.3125 | 1904.972
4.3194 | 1905.4355
4.3264 | 1905.9389
4.3333 | 1906.4431
4.3403 | 1906.9233
4.3472 | 1907.3927
4.3542 | 1907.8543
4.3611 | 1908.303
4.3681 | 1908.7353
4.375 | 1909.1491
4.3819 | 1909.5508
4.3889 | 1909.9497
4.3958 | 1910.3371
4.4028 | 1910.7089
4.4097 | 1911.0519
4.4167 | 1911.3535
4.4236 | 1911.6242
4.4306 | 1911.8687
4.4375 | 1912.1074
4.4444 | 1912.3496
4.4514 | 1912.5892
4.4583 | 1912.867
4.4653 | 1913.1603
4.4722 | 1913.4193
4.4792 | 1913.5957
4.4861 | 1913.7418
4.4931 | 1913.8857
4.5 | 1914.0252
4.5069 | 1914.1583
4.5139 | 1914.2829
4.5208 | 1914.3975
4.5278 | 1914.5012
4.5347 | 1914.6133
4.5417 | 1914.7544
4.5486 | 1914.8804
4.5556 | 1914.959
4.5625 | 1914.9933
4.5694 | 1915.0006
4.5764 | 1914.9974
4.5833 | 1915.0304
4.5903 | 1915.0731
4.5972 | 1915.0824
4.6042 | 1915.0464
4.6111 | 1915.0004
4.6181 | 1914.9709
4.625 | 1914.9595
4.6319 | 1914.9426
4.6389 | 1914.8989
4.6458 | 1914.8285
4.6528 | 1914.7506
4.6597 | 1914.6774
4.6667 | 1914.6047
4.6736 | 1914.5379
4.6806 | 1914.4661
4.6875 | 1914.3843
4.6944 | 1914.2869
4.7014 | 1914.1593
4.7083 | 1914.0255
4.7153 | 1913.913
4.7222 | 1913.8119
4.7292 | 1913.706
4.7361 | 1913.5939
4.7431 | 1913.4739
4.75 | 1913.3511
4.7569 | 1913.2316
4.7639 | 1913.1133
4.7708 | 1912.996
4.7778 | 1912.8779
4.7847 | 1912.7376
4.7917 | 1912.5763
4.7986 | 1912.4496
4.8056 | 1912.3501
4.8125 | 1912.2482
4.8194 | 1912.1052
4.8264 | 1911.9542
4.8333 | 1911.8177
4.8403 | 1911.7181
4.8472 | 1911.6799
4.8542 | 1911.6435
4.8611 | 1911.5573
4.8681 | 1911.4661
4.875 | 1911.3945
4.8819 | 1911.3408
4.8889 | 1911.3275
4.8958 | 1911.3615
4.9028 | 1911.4106
4.9097 | 1911.4666
4.9167 | 1911.5269
4.9236 | 1911.5791
4.9306 | 1911.6071
4.9375 | 1911.6336
4.9444 | 1911.6823
4.9514 | 1911.7945
4.9583 | 1911.9635
4.9653 | 1912.1524
4.9722 | 1912.3447
4.9792 | 1912.5404
4.9861 | 1912.7231
4.9931 | 1912.8861
5 | 1913.0609
5.0069 | 1913.2833
5.0139 | 1913.5487
5.0208 | 1913.8274
5.0278 | 1914.1119
5.0347 | 1914.4021
5.0417 | 1914.6872
5.0486 | 1914.9697
5.0556 | 1915.2812
5.0625 | 1915.6169
5.0694 | 1915.9641
5.0764 | 1916.3252
5.0833 | 1916.6866
5.0903 | 1917.0347
5.0972 | 1917.4114
5.1042 | 1917.8283
5.1111 | 1918.265
5.1181 | 1918.7092
5.125 | 1919.1593
5.1319 | 1919.6134
5.1389 | 1920.0494
5.1458 | 1920.4533
5.1528 | 1920.8719
5.1597 | 1921.3114
5.1667 | 1921.7793
5.1736 | 1922.3005
5.1806 | 1922.8398
5.1875 | 1923.3707
5.1944 | 1923.9017
5.2014 | 1924.4202
5.2083 | 1924.8968
5.2153 | 1925.3979
5.2222 | 1925.9387
5.2292 | 1926.4894
5.2361 | 1927.0345
5.2431 | 1927.5713
5.25 | 1928.1006
5.2569 | 1928.6159
5.2639 | 1929.1131
5.2708 | 1929.5837
5.2778 | 1930.0594
5.2847 | 1930.5466
5.2917 | 1931.0207
5.2986 | 1931.4444
5.3056 | 1931.8524
5.3125 | 1932.266
5.3194 | 1932.6812
5.3264 | 1933.1258
5.3333 | 1933.616
5.3403 | 1934.0984
5.3472 | 1934.5574
5.3542 | 1934.9956
5.3611 | 1935.4161
5.3681 | 1935.8207
5.375 | 1936.2016
5.3819 | 1936.5296
5.3889 | 1936.8177
5.3958 | 1937.0966
5.4028 | 1937.3796
5.4097 | 1937.6618
5.4167 | 1937.9393
5.4236 | 1938.2563
5.4306 | 1938.6003
5.4375 | 1938.9231
5.4444 | 1939.2175
5.4514 | 1939.4872
5.4583 | 1939.7353
5.4653 | 1939.9555
5.4722 | 1940.1536
5.4792 | 1940.3351
5.4861 | 1940.4826
5.4931 | 1940.5962
5.5 | 1940.6927
5.5069 | 1940.7693
5.5139 | 1940.8553
5.5208 | 1940.9538
5.5278 | 1941.0345
5.5347 | 1941.0878
5.5417 | 1941.142
5.5486 | 1941.1986
5.5556 | 1941.2402
5.5625 | 1941.2622
5.5694 | 1941.2625
5.5764 | 1941.2431
5.5833 | 1941.215
5.5903 | 1941.1769
5.5972 | 1941.1242
5.6042 | 1941.0528
5.6111 | 1940.9577
5.6181 | 1940.7933
5.625 | 1940.6079
5.6319 | 1940.4273
5.6389 | 1940.2508
5.6458 | 1940.1328
5.6528 | 1940.0309
5.6597 | 1939.8891
5.6667 | 1939.6783
5.6736 | 1939.4484
5.6806 | 1939.2249
5.6875 | 1939.0597
5.6944 | 1938.9235
5.7014 | 1938.7738
5.7083 | 1938.5932
5.7153 | 1938.3644
5.7222 | 1938.1105
5.7292 | 1937.8525
5.7361 | 1937.6007
5.7431 | 1937.3565
5.75 | 1937.1182
5.7569 | 1936.928
5.7639 | 1936.7772
5.7708 | 1936.6174
5.7778 | 1936.4102
5.7847 | 1936.1569
5.7917 | 1935.8972
5.7986 | 1935.6663
5.8056 | 1935.4811
5.8125 | 1935.3117
5.8194 | 1935.1208
5.8264 | 1934.8957
5.8333 | 1934.6677
5.8403 | 1934.455
5.8472 | 1934.2562
5.8542 | 1934.107
5.8611 | 1934.0109
5.8681 | 1933.9209
5.875 | 1933.822
5.8819 | 1933.6848
5.8889 | 1933.5223
5.8958 | 1933.3682
5.9028 | 1933.2912
5.9097 | 1933.264
5.9167 | 1933.238
5.9236 | 1933.1957
5.9306 | 1933.1521
5.9375 | 1933.147
5.9444 | 1933.1654
5.9514 | 1933.1912
5.9583 | 1933.2238
5.9653 | 1933.2457
5.9722 | 1933.2541
5.9792 | 1933.2801
5.9861 | 1933.3412
5.9931 | 1933.431
6 | 1933.5428
6.0069 | 1933.6699
6.0139 | 1933.8066
6.0208 | 1933.9529
6.0278 | 1934.1086
6.0347 | 1934.2617
6.0417 | 1934.3893
6.0486 | 1934.5055
6.0556 | 1934.6383
6.0625 | 1934.7985
6.0694 | 1934.9813
6.0764 | 1935.1826
6.0833 | 1935.3996
6.0903 | 1935.6301
6.0972 | 1935.8727
6.1042 | 1936.1563
6.1111 | 1936.4777
6.1181 | 1936.7999
6.125 | 1937.104
6.1319 | 1937.4206
6.1389 | 1937.7787
6.1458 | 1938.1487
6.1528 | 1938.4986
6.1597 | 1938.8208
6.1667 | 1939.1201
6.1736 | 1939.4244
6.1806 | 1939.7467
6.1875 | 1940.0823
6.1944 | 1940.4274
6.2014 | 1940.8113
6.2083 | 1941.24
6.2153 | 1941.6705
6.2222 | 1942.0893
6.2292 | 1942.4952
6.2361 | 1942.8903
6.2431 | 1943.2728
6.25 | 1943.6424
6.2569 | 1943.9866
6.2639 | 1944.3372
6.2708 | 1944.7154
6.2778 | 1945.107
6.2847 | 1945.4981
6.2917 | 1945.8806
6.2986 | 1946.2364
6.3056 | 1946.5349
6.3125 | 1946.8109
6.3194 | 1947.0869
6.3264 | 1947.3654
6.3333 | 1947.6805
6.3403 | 1948.0406
6.3472 | 1948.3849
6.3542 | 1948.7038
6.3611 | 1949.0006
6.3681 | 1949.2783
6.375 | 1949.5363
6.3819 | 1949.7688
6.3889 | 1949.9408
6.3958 | 1950.0794
6.4028 | 1950.2139
6.4097 | 1950.3539
6.4167 | 1950.5226
6.4236 | 1950.7345
6.4306 | 1950.9443
6.4375 | 1951.1268
6.4444 | 1951.2705
6.4514 | 1951.3471
6.4583 | 1951.3788
6.4653 | 1951.3959
6.4722 | 1951.4123
6.4792 | 1951.4262
6.4861 | 1951.4351
6.4931 | 1951.4762
6.5 | 1951.5339
6.5069 | 1951.5713
6.5139 | 1951.5776
6.5208 | 1951.5483
6.5278 | 1951.4684
6.5347 | 1951.347
6.5417 | 1951.2141
6.5486 | 1951.0833
6.5556 | 1950.9909
6.5625 | 1950.9229
6.5694 | 1950.8097
6.5764 | 1950.6267
6.5833 | 1950.416
6.5903 | 1950.2009
6.5972 | 1949.9795
6.6042 | 1949.75
6.6111 | 1949.5103
6.6181 | 1949.2594
6.625 | 1948.9971
6.6319 | 1948.7235
6.6389 | 1948.4378
6.6458 | 1948.1396
6.6528 | 1947.8417
6.6597 | 1947.5779
6.6667 | 1947.3199
6.6736 | 1947.04
6.6806 | 1946.7358
6.6875 | 1946.4112
6.6944 | 1946.0558
6.7014 | 1945.6354
6.7083 | 1945.1988
6.7153 | 1944.7715
6.7222 | 1944.3897
6.7292 | 1944.0471
6.7361 | 1943.6999
6.7431 | 1943.3415
6.75 | 1942.9754
6.7569 | 1942.6054
6.7639 | 1942.223
6.7708 | 1941.8037
6.7778 | 1941.3666
6.7847 | 1940.9365
6.7917 | 1940.525
6.7986 | 1940.1372
6.8056 | 1939.7623
6.8125 | 1939.3982
6.8194 | 1939.0498
6.8264 | 1938.7162
6.8333 | 1938.4282
6.8403 | 1938.1687
6.8472 | 1937.8729
6.8542 | 1937.5826
6.8611 | 1937.361
6.8681 | 1937.1696
6.875 | 1936.9778
6.8819 | 1936.7863
6.8889 | 1936.5843
6.8958 | 1936.3485
6.9028 | 1936.1427
6.9097 | 1935.9837
6.9167 | 1935.8437
6.9236 | 1935.7095
6.9306 | 1935.5743
6.9375 | 1935.4355
6.9444 | 1935.3221
6.9514 | 1935.2408
6.9583 | 1935.1738
6.9653 | 1935.116
6.9722 | 1935.0679
6.9792 | 1935.0035
6.9861 | 1934.9054
6.9931 | 1934.817
7 | 1934.7585

## Influent
Influent
Time | Total chemical oxygen demand (Influent) | Total suspended solids (TSS) (Influent) | Total Kjeldahl nitrogen (TKN) (Influent) | Flow rate (Pipe2) | Flow rate (Influent)
d | g COD/m3 | g TSS/m3 | g N/m3 | m3/d | m3/d
0 | 420 | 182.9659 | 53.7377 | 23473.0581 | 24000
0.0069444 | 420 | 182.9659 | 53.7377 | 23473.0581 | 24000
0.013889 | 420 | 182.9659 | 53.5446 | 23654.3874 | 24185.4
0.020833 | 420 | 182.9659 | 53.3561 | 23835.3256 | 24370.4
0.027778 | 420 | 182.9659 | 53.1749 | 24015.6769 | 24554.8
0.034722 | 420 | 182.9659 | 53.0041 | 24195.0502 | 24738.2
0.041667 | 420 | 182.9659 | 52.8468 | 24373.152 | 24920.3
0.048611 | 420 | 182.9659 | 52.7066 | 24549.5912 | 25100.7
0.055556 | 420 | 182.9659 | 52.5863 | 24724.0743 | 25279.1
0.0625 | 420 | 182.9659 | 52.4878 | 24896.3078 | 25455.2
0.069444 | 420 | 182.9659 | 52.413 | 25066.0963 | 25628.8
0.076389 | 420 | 182.9659 | 52.3632 | 25232.8528 | 25799.3
0.083333 | 420 | 182.9659 | 52.34 | 25396.5774 | 25966.7
0.090278 | 420 | 182.9659 | 52.3444 | 25556.781 | 26130.5
0.097222 | 420 | 182.9659 | 52.3773 | 25713.268 | 26290.5
0.10417 | 420 | 182.9659 | 52.4379 | 25865.7451 | 26446.4
0.11111 | 420 | 182.9659 | 52.5238 | 26013.9188 | 26597.9
0.11806 | 420 | 182.9659 | 52.6323 | 26157.5935 | 26744.8
0.125 | 420 | 182.9659 | 52.7598 | 26296.3779 | 26886.7
0.13194 | 420 | 182.9659 | 52.9016 | 26430.1744 | 27023.5
0.13889 | 420 | 182.9659 | 53.0515 | 26558.6894 | 27154.9
0.14583 | 420 | 182.9659 | 53.2017 | 26681.6295 | 27280.6
0.15278 | 420 | 182.9659 | 53.3448 | 26798.897 | 27400.5
0.15972 | 420 | 182.9659 | 53.4758 | 26910.1984 | 27514.3
0.16667 | 420 | 182.9659 | 53.603 | 27015.3381 | 27621.8
0.17361 | 420 | 182.9659 | 53.773 | 27114.2184 | 27722.9
0.18056 | 420 | 182.9659 | 54.092 | 27206.6436 | 27817.4
0.1875 | 420 | 182.9659 | 55.0001 | 27292.418 | 27905.1
0.19444 | 420 | 182.9659 | 56.0422 | 27371.3462 | 27985.8
0.20139 | 420 | 182.9659 | 57.1578 | 27443.428 | 28059.5
0.20833 | 420 | 182.9659 | 58.2742 | 27508.468 | 28126
0.21528 | 420 | 182.9659 | 59.3444 | 27566.2704 | 28185.1
0.22222 | 420 | 182.9659 | 60.3589 | 27616.9331 | 28236.9
0.22917 | 420 | 182.9659 | 61.3069 | 27660.3582 | 28281.3
0.23611 | 420 | 182.9659 | 62.1499 | 27696.2524 | 28318
0.24306 | 420 | 182.9659 | 62.8409 | 27724.8113 | 28347.2
0.25 | 420 | 182.9659 | 63.3078 | 27745.9371 | 28368.8
0.25694 | 420 | 182.9659 | 63.4997 | 27759.5319 | 28382.7
0.26389 | 420 | 182.9659 | 63.3833 | 27765.5958 | 28388.9
0.27083 | 420 | 182.9659 | 62.9463 | 27764.2265 | 28387.5
0.27778 | 420 | 182.9659 | 62.2017 | 27755.4241 | 28378.5
0.28472 | 420 | 182.9659 | 61.1533 | 27739.0908 | 28361.8
0.29167 | 420 | 182.9659 | 59.8238 | 27715.5199 | 28337.7
0.29861 | 420 | 182.9659 | 58.2647 | 27684.5159 | 28306
0.30556 | 420 | 182.9659 | 56.5479 | 27646.2744 | 28266.9
0.3125 | 420 | 182.9659 | 54.7584 | 27600.8931 | 28220.5
0.31944 | 420 | 182.9659 | 52.9552 | 27548.47 | 28166.9
0.32639 | 420 | 182.9659 | 51.2052 | 27489.1027 | 28106.2
0.33333 | 420 | 182.9659 | 49.5512 | 27422.9869 | 28038.6
0.34028 | 420 | 182.9659 | 48.0292 | 27350.1226 | 27964.1
0.34722 | 420 | 182.9659 | 46.6677 | 27270.8033 | 27883
0.35417 | 420 | 182.9659 | 45.4918 | 27185.1266 | 27795.4
0.36111 | 420 | 182.9659 | 44.5511 | 27093.2883 | 27701.5
0.36806 | 420 | 182.9659 | 43.8781 | 26995.4838 | 27601.5
0.375 | 420 | 182.9659 | 43.5142 | 26891.909 | 27495.6
0.38194 | 420 | 182.9659 | 43.4685 | 26782.7593 | 27384
0.38889 | 420 | 182.9659 | 43.7504 | 26668.3281 | 27267
0.39583 | 420 | 182.9659 | 44.3221 | 26548.7133 | 27144.7
0.40278 | 420 | 182.9659 | 45.0989 | 26424.3061 | 27017.5
0.40972 | 420 | 182.9659 | 45.987 | 26295.3021 | 26885.6
0.41667 | 420 | 182.9659 | 46.9249 | 26161.9947 | 26749.3
0.42361 | 420 | 182.9659 | 47.8862 | 26024.5795 | 26608.8
0.43056 | 420 | 182.9659 | 48.8676 | 25883.3499 | 26464.4
0.4375 | 420 | 182.9659 | 49.8606 | 25738.5994 | 26316.4
0.44444 | 420 | 182.9659 | 50.8628 | 25590.6213 | 26165.1
0.45139 | 420 | 182.9659 | 51.8751 | 25439.8069 | 26010.9
0.45833 | 420 | 182.9659 | 52.9014 | 25286.254 | 25853.9
0.46528 | 420 | 182.9659 | 53.9396 | 25130.4516 | 25694.6
0.47222 | 420 | 182.9659 | 54.9708 | 24972.6931 | 25533.3
0.47917 | 420 | 182.9659 | 55.9637 | 24813.1741 | 25370.2
0.48611 | 420 | 182.9659 | 56.8908 | 24652.2858 | 25205.7
0.49306 | 420 | 182.9659 | 57.7155 | 24490.3217 | 25040.1
0.5 | 420 | 182.9659 | 58.4245 | 24327.673 | 24873.8
0.50694 | 420 | 182.9659 | 59.0401 | 24164.633 | 24707.1
0.51389 | 420 | 182.9659 | 59.5597 | 24001.4953 | 24540.3
0.52083 | 420 | 182.9659 | 59.9719 | 23838.5531 | 24373.7
0.52778 | 420 | 182.9659 | 60.2836 | 23676.2956 | 24207.8
0.53472 | 420 | 182.9659 | 60.5123 | 23514.8205 | 24042.7
0.54167 | 420 | 182.9659 | 60.7044 | 23354.5191 | 23878.8
0.54861 | 420 | 182.9659 | 60.8921 | 23195.8804 | 23716.6
0.55556 | 420 | 182.9659 | 61.0738 | 23039.0021 | 23556.2
0.5625 | 420 | 182.9659 | 61.2517 | 22884.2755 | 23398
0.56944 | 420 | 182.9659 | 61.4391 | 22731.9941 | 23242.3
0.57639 | 420 | 182.9659 | 61.6504 | 22582.4511 | 23089.4
0.58333 | 420 | 182.9659 | 61.8755 | 22436.0379 | 22939.7
0.59028 | 420 | 182.9659 | 62.0818 | 22292.9501 | 22793.4
0.59722 | 420 | 182.9659 | 62.2575 | 22153.3832 | 22650.7
0.60417 | 420 | 182.9659 | 62.4232 | 22017.8263 | 22512.1
0.61111 | 420 | 182.9659 | 62.588 | 21886.475 | 22377.8
0.61806 | 420 | 182.9659 | 62.7126 | 21759.5248 | 22248
0.625 | 420 | 182.9659 | 62.7424 | 21637.2693 | 22123
0.63194 | 420 | 182.9659 | 62.6599 | 21519.904 | 22003
0.63889 | 420 | 182.9659 | 62.4515 | 21407.8202 | 21888.4
0.64583 | 420 | 182.9659 | 62.0982 | 21301.0178 | 21779.2
0.65278 | 420 | 182.9659 | 61.6012 | 21199.888 | 21675.8
0.65972 | 420 | 182.9659 | 60.9893 | 21104.5287 | 21578.3
0.66667 | 420 | 182.9659 | 60.2824 | 21015.2333 | 21487
0.67361 | 420 | 182.9659 | 59.5211 | 20932.0017 | 21401.9
0.68056 | 420 | 182.9659 | 58.7538 | 20855.2253 | 21323.4
0.6875 | 420 | 182.9659 | 58.017 | 20784.9039 | 21251.5
0.69444 | 420 | 182.9659 | 57.3325 | 20721.2332 | 21186.4
0.70139 | 420 | 182.9659 | 56.7208 | 20664.3111 | 21128.2
0.70833 | 420 | 182.9659 | 56.2046 | 20614.333 | 21077.1
0.71528 | 420 | 182.9659 | 55.7475 | 20571.3969 | 21033.2
0.72222 | 420 | 182.9659 | 55.3173 | 20535.5027 | 20996.5
0.72917 | 420 | 182.9659 | 54.8659 | 20506.7482 | 20967.1
0.73611 | 420 | 182.9659 | 54.3739 | 20485.2312 | 20945.1
0.74306 | 420 | 182.9659 | 53.8357 | 20470.9517 | 20930.5
0.75 | 420 | 182.9659 | 53.2706 | 20464.1054 | 20923.5
0.75694 | 420 | 182.9659 | 52.7264 | 20464.4967 | 20923.9
0.76389 | 420 | 182.9659 | 52.2354 | 20472.2232 | 20931.8
0.77083 | 420 | 182.9659 | 51.8376 | 20487.2851 | 20947.2
0.77778 | 420 | 182.9659 | 51.581 | 20509.6823 | 20970.1
0.78472 | 420 | 182.9659 | 51.4879 | 20539.4148 | 21000.5
0.79167 | 420 | 182.9659 | 51.532 | 20576.2871 | 21038.2
0.79861 | 420 | 182.9659 | 51.6406 | 20620.2991 | 21083.2
0.80556 | 420 | 182.9659 | 51.7516 | 20671.4508 | 21135.5
0.8125 | 420 | 182.9659 | 51.8161 | 20729.5466 | 21194.9
0.81944 | 420 | 182.9659 | 51.7593 | 20794.5865 | 21261.4
0.82639 | 420 | 182.9659 | 51.5336 | 20866.375 | 21334.8
0.83333 | 420 | 182.9659 | 51.1255 | 20944.8141 | 21415
0.84028 | 420 | 182.9659 | 50.5609 | 21029.7083 | 21501.8
0.84722 | 420 | 182.9659 | 49.8835 | 21120.9598 | 21595.1
0.85417 | 420 | 182.9659 | 49.177 | 21218.373 | 21694.7
0.86111 | 420 | 182.9659 | 48.5047 | 21321.8501 | 21800.5
0.86806 | 420 | 182.9659 | 47.8794 | 21430.9998 | 21912.1
0.875 | 420 | 182.9659 | 47.3185 | 21545.8222 | 22029.5
0.88194 | 420 | 182.9659 | 46.8252 | 21666.0238 | 22152.4
0.88889 | 420 | 182.9659 | 46.4048 | 21791.3113 | 22280.5
0.89583 | 420 | 182.9659 | 46.0731 | 21921.5867 | 22413.7
0.90278 | 420 | 182.9659 | 45.8531 | 22056.459 | 22551.6
0.90972 | 420 | 182.9659 | 45.7334 | 22195.8303 | 22694.1
0.91667 | 420 | 182.9659 | 45.7005 | 22339.3094 | 22840.8
0.92361 | 420 | 182.9659 | 45.7854 | 22486.6028 | 22991.4
0.93056 | 420 | 182.9659 | 46.0109 | 22637.6128 | 23145.8
0.9375 | 420 | 182.9659 | 46.3397 | 22791.9482 | 23303.6
0.94444 | 420 | 182.9659 | 46.7406 | 22949.3155 | 23464.5
0.95139 | 420 | 182.9659 | 47.2025 | 23109.3235 | 23628.1
0.95833 | 420 | 182.9659 | 47.7199 | 23271.8744 | 23794.3
0.96528 | 420 | 182.9659 | 48.3032 | 23436.4792 | 23962.6
0.97222 | 420 | 182.9659 | 48.961 | 23602.9423 | 24132.8
0.97917 | 420 | 182.9659 | 49.6912 | 23770.8725 | 24304.5
0.98611 | 420 | 182.9659 | 50.4798 | 23939.9763 | 24477.4
0.99306 | 420 | 182.9659 | 51.2935 | 24109.8626 | 24651.1
1 | 420 | 182.9659 | 52.1112 | 24280.4335 | 24825.5
1.0069 | 420 | 182.9659 | 52.9474 | 24451.1022 | 25000
1.0139 | 420 | 182.9659 | 53.797 | 24621.673 | 25174.4
1.0208 | 420 | 182.9659 | 54.6359 | 24791.8527 | 25348.4
1.0278 | 420 | 182.9659 | 55.441 | 24961.2499 | 25521.6
1.0347 | 420 | 182.9659 | 56.2056 | 25129.4735 | 25693.6
1.0417 | 420 | 182.9659 | 56.8934 | 25296.4257 | 25864.3
1.0486 | 420 | 182.9659 | 57.4565 | 25461.5195 | 26033.1
1.0556 | 420 | 182.9659 | 57.8427 | 25624.6573 | 26199.9
1.0625 | 420 | 182.9659 | 57.9883 | 25785.4477 | 26364.3
1.0694 | 420 | 182.9659 | 57.8774 | 25943.4996 | 26525.9
1.0764 | 420 | 182.9659 | 57.5514 | 26098.6174 | 26684.5
1.0833 | 420 | 182.9659 | 57.1002 | 26250.5077 | 26839.8
1.0903 | 420 | 182.9659 | 56.594 | 26398.7791 | 26991.4
1.0972 | 420 | 182.9659 | 56.0728 | 26543.3341 | 27139.2
1.1042 | 420 | 182.9659 | 55.5905 | 26683.6834 | 27282.7
1.1111 | 420 | 182.9659 | 55.218 | 26819.6315 | 27421.7
1.1181 | 420 | 182.9659 | 54.9883 | 26950.9828 | 27556
1.125 | 420 | 182.9659 | 54.9086 | 27077.3461 | 27685.2
1.1319 | 420 | 182.9659 | 54.9443 | 27198.6236 | 27809.2
1.1389 | 420 | 182.9659 | 55.0549 | 27314.5218 | 27927.7
1.1458 | 420 | 182.9659 | 55.1831 | 27424.8452 | 28040.5
1.1528 | 420 | 182.9659 | 55.3165 | 27529.3003 | 28147.3
1.1597 | 420 | 182.9659 | 55.4873 | 27627.7893 | 28248
1.1667 | 420 | 182.9659 | 55.7346 | 27720.0189 | 28342.3
1.1736 | 420 | 182.9659 | 56.0949 | 27805.7934 | 28430
1.1806 | 420 | 182.9659 | 56.5548 | 27885.1127 | 28511.1
1.1875 | 420 | 182.9659 | 57.0766 | 27957.6836 | 28585.3
1.1944 | 420 | 182.9659 | 57.6307 | 28023.4082 | 28652.5
1.2014 | 420 | 182.9659 | 58.205 | 28082.0908 | 28712.5
1.2083 | 420 | 182.9659 | 58.7873 | 28133.6337 | 28765.2
1.2153 | 420 | 182.9659 | 59.3489 | 28178.0369 | 28810.6
1.2222 | 420 | 182.9659 | 59.8737 | 28215.2026 | 28848.6
1.2292 | 420 | 182.9659 | 60.3612 | 28244.8374 | 28878.9
1.2361 | 420 | 182.9659 | 60.8062 | 28267.1368 | 28901.7
1.2431 | 420 | 182.9659 | 61.1997 | 28281.9052 | 28916.8
1.25 | 420 | 182.9659 | 61.5921 | 28289.1428 | 28924.2
1.2569 | 420 | 182.9659 | 62.0397 | 28288.8493 | 28923.9
1.2639 | 420 | 182.9659 | 62.5415 | 28280.9272 | 28915.8
1.2708 | 420 | 182.9659 | 63.0842 | 28265.5719 | 28900.1
1.2778 | 420 | 182.9659 | 63.6734 | 28242.5879 | 28876.6
1.2847 | 420 | 182.9659 | 64.275 | 28212.1707 | 28845.5
1.2917 | 420 | 182.9659 | 64.8387 | 28174.3204 | 28806.8
1.2986 | 420 | 182.9659 | 65.3321 | 28129.1347 | 28760.6
1.3056 | 420 | 182.9659 | 65.7214 | 28076.6138 | 28706.9
1.3125 | 420 | 182.9659 | 65.9628 | 28016.8553 | 28645.8
1.3194 | 420 | 182.9659 | 66.0366 | 27949.9571 | 28577.4
1.3264 | 420 | 182.9659 | 65.9671 | 27876.2125 | 28502
1.3333 | 420 | 182.9659 | 65.7763 | 27795.5239 | 28419.5
1.3403 | 420 | 182.9659 | 65.4598 | 27708.0868 | 28330.1
1.3472 | 420 | 182.9659 | 65.0064 | 27614.1945 | 28234.1
1.3542 | 420 | 182.9659 | 64.4366 | 27513.8472 | 28131.5
1.3611 | 420 | 182.9659 | 63.7856 | 27407.3382 | 28022.6
1.3681 | 420 | 182.9659 | 63.0786 | 27294.8631 | 27907.6
1.375 | 420 | 182.9659 | 62.3152 | 27176.5198 | 27786.6
1.3819 | 420 | 182.9659 | 61.4857 | 27052.6016 | 27659.9
1.3889 | 420 | 182.9659 | 60.5857 | 26923.3042 | 27527.7
1.3958 | 420 | 182.9659 | 59.6553 | 26788.9209 | 27390.3
1.4028 | 420 | 182.9659 | 58.7391 | 26649.6475 | 27247.9
1.4097 | 420 | 182.9659 | 57.8338 | 26505.7772 | 27100.8
1.4167 | 420 | 182.9659 | 56.912 | 26357.4079 | 26949.1
1.4236 | 420 | 182.9659 | 55.9765 | 26205.1264 | 26793.4
1.4306 | 420 | 182.9659 | 55.0677 | 26048.9328 | 26633.7
1.4375 | 420 | 182.9659 | 54.241 | 25889.2182 | 26470.4
1.4444 | 420 | 182.9659 | 53.5185 | 25726.1782 | 26303.7
1.4514 | 420 | 182.9659 | 52.8842 | 25560.302 | 26134.1
1.4583 | 420 | 182.9659 | 52.316 | 25391.785 | 25961.8
1.4653 | 420 | 182.9659 | 51.8003 | 25220.9207 | 25787.1
1.4722 | 420 | 182.9659 | 51.3392 | 25048.1003 | 25610.4
1.4792 | 420 | 182.9659 | 50.9624 | 24873.5194 | 25431.9
1.4861 | 420 | 182.9659 | 50.7226 | 24697.5693 | 25252
1.4931 | 420 | 182.9659 | 50.647 | 24520.5433 | 25071
1.5 | 420 | 182.9659 | 50.7562 | 24342.8327 | 24889.3
1.5069 | 420 | 182.9659 | 51.0321 | 24164.633 | 24707.1
1.5139 | 420 | 182.9659 | 51.4284 | 23986.4334 | 24524.9
1.5208 | 420 | 182.9659 | 51.9077 | 23808.4294 | 24342.9
1.5278 | 420 | 182.9659 | 52.4398 | 23631.0122 | 24161.5
1.5347 | 420 | 182.9659 | 52.9666 | 23454.4752 | 23981
1.5417 | 420 | 182.9659 | 53.4082 | 23279.1119 | 23801.7
1.5486 | 420 | 182.9659 | 53.7104 | 23105.4113 | 23624.1
1.5556 | 420 | 182.9659 | 53.8384 | 22933.4711 | 23448.3
1.5625 | 420 | 182.9659 | 53.7616 | 22763.6827 | 23274.7
1.5694 | 420 | 182.9659 | 53.4841 | 22596.4372 | 23103.7
1.5764 | 420 | 182.9659 | 53.0496 | 22431.9301 | 22935.5
1.5833 | 420 | 182.9659 | 52.4879 | 22270.4551 | 22770.4
1.5903 | 420 | 182.9659 | 51.7971 | 22112.4031 | 22608.8
1.5972 | 420 | 182.9659 | 50.9981 | 21957.97 | 22450.9
1.6042 | 420 | 182.9659 | 50.1722 | 21807.449 | 22297
1.6111 | 420 | 182.9659 | 49.398 | 21661.1336 | 22147.4
1.6181 | 420 | 182.9659 | 48.7217 | 21519.3172 | 22002.4
1.625 | 420 | 182.9659 | 48.1906 | 21382.1954 | 21862.2
1.6319 | 420 | 182.9659 | 47.8396 | 21250.0617 | 21727.1
1.6389 | 420 | 182.9659 | 47.6741 | 21123.2093 | 21597.4
1.6458 | 420 | 182.9659 | 47.6645 | 21001.6385 | 21473.1
1.6528 | 420 | 182.9659 | 47.7494 | 20885.838 | 21354.7
1.6597 | 420 | 182.9659 | 47.887 | 20775.8081 | 21242.2
1.6667 | 420 | 182.9659 | 48.0378 | 20671.842 | 21135.9
1.6736 | 420 | 182.9659 | 48.1945 | 20574.0376 | 21035.9
1.6806 | 420 | 182.9659 | 48.3772 | 20482.6883 | 20942.5
1.6875 | 420 | 182.9659 | 48.5921 | 20397.8919 | 20855.8
1.6944 | 420 | 182.9659 | 48.8129 | 20319.7461 | 20775.9
1.7014 | 420 | 182.9659 | 48.9934 | 20248.4467 | 20703
1.7083 | 420 | 182.9659 | 49.1033 | 20184.0914 | 20637.2
1.7153 | 420 | 182.9659 | 49.1118 | 20126.778 | 20578.6
1.7222 | 420 | 182.9659 | 49.0178 | 20076.6044 | 20527.3
1.7292 | 420 | 182.9659 | 48.825 | 20033.6682 | 20483.4
1.7361 | 420 | 182.9659 | 48.5309 | 19997.9696 | 20446.9
1.7431 | 420 | 182.9659 | 48.163 | 19969.7042 | 20418
1.75 | 420 | 182.9659 | 47.7754 | 19948.6762 | 20396.5
1.7569 | 420 | 182.9659 | 47.3969 | 19935.1792 | 20382.7
1.7639 | 420 | 182.9659 | 47.0194 | 19929.0175 | 20376.4
1.7708 | 420 | 182.9659 | 46.6449 | 19930.289 | 20377.7
1.7778 | 420 | 182.9659 | 46.2812 | 19938.8958 | 20386.5
1.7847 | 420 | 182.9659 | 45.9165 | 19954.8379 | 20402.8
1.7917 | 420 | 182.9659 | 45.5395 | 19978.1153 | 20426.6
1.7986 | 420 | 182.9659 | 45.1848 | 20008.5325 | 20457.7
1.8056 | 420 | 182.9659 | 44.8817 | 20046.1872 | 20496.2
1.8125 | 420 | 182.9659 | 44.66 | 20090.8838 | 20541.9
1.8194 | 420 | 182.9659 | 44.5418 | 20142.6223 | 20594.8
1.8264 | 420 | 182.9659 | 44.5401 | 20201.1094 | 20654.6
1.8333 | 420 | 182.9659 | 44.6731 | 20266.3449 | 20721.3
1.8403 | 420 | 182.9659 | 44.9691 | 20338.1334 | 20794.7
1.8472 | 420 | 182.9659 | 45.4582 | 20416.3769 | 20874.7
1.8542 | 420 | 182.9659 | 46.1765 | 20500.8799 | 20961.1
1.8611 | 420 | 182.9659 | 47.1374 | 20591.4468 | 21053.7
1.8681 | 420 | 182.9659 | 48.309 | 20687.8819 | 21152.3
1.875 | 420 | 182.9659 | 49.6323 | 20789.9897 | 21256.7
1.8819 | 420 | 182.9659 | 51.0328 | 20897.5746 | 21366.7
1.8889 | 420 | 182.9659 | 52.4253 | 21010.3431 | 21482
1.8958 | 420 | 182.9659 | 53.7296 | 21128.1974 | 21602.5
1.9028 | 420 | 182.9659 | 54.8789 | 21250.7463 | 21727.8
1.9097 | 420 | 182.9659 | 55.7947 | 21377.892 | 21857.8
1.9167 | 420 | 182.9659 | 56.4422 | 21509.2433 | 21992.1
1.9236 | 420 | 182.9659 | 56.8463 | 21644.6046 | 22130.5
1.9306 | 420 | 182.9659 | 57.038 | 21783.6825 | 22272.7
1.9375 | 420 | 182.9659 | 57.0446 | 21926.1835 | 22418.4
1.9444 | 420 | 182.9659 | 56.878 | 22071.8143 | 22567.3
1.9514 | 420 | 182.9659 | 56.5668 | 22220.2814 | 22719.1
1.9583 | 420 | 182.9659 | 56.1258 | 22371.2914 | 22873.5
1.9653 | 420 | 182.9659 | 55.5429 | 22524.4531 | 23030.1
1.9722 | 420 | 182.9659 | 54.7989 | 22679.6687 | 23188.8
1.9792 | 420 | 182.9659 | 53.8943 | 22836.3514 | 23349
1.9861 | 420 | 182.9659 | 52.8748 | 22994.4033 | 23510.6
1.9931 | 420 | 182.9659 | 51.8251 | 23153.4333 | 23673.2
2 | 420 | 182.9659 | 50.8119 | 23313.0501 | 23836.4
2.0069 | 420 | 182.9659 | 49.9016 | 23473.0581 | 24000
2.0139 | 420 | 182.9659 | 49.1659 | 23633.0661 | 24163.6
2.0208 | 420 | 182.9659 | 48.6397 | 23792.6829 | 24326.8
2.0278 | 420 | 182.9659 | 48.3409 | 23951.7128 | 24489.4
2.0347 | 420 | 182.9659 | 48.2657 | 24109.7648 | 24651
2.0417 | 420 | 182.9659 | 48.4076 | 24266.4474 | 24811.2
2.0486 | 420 | 182.9659 | 48.7369 | 24421.663 | 24969.9
2.0556 | 420 | 182.9659 | 49.2074 | 24574.8247 | 25126.5
2.0625 | 420 | 182.9659 | 49.777 | 24725.8347 | 25280.9
2.0694 | 420 | 182.9659 | 50.4461 | 24874.3018 | 25432.7
2.0764 | 420 | 182.9659 | 51.2094 | 25019.9326 | 25581.6
2.0833 | 420 | 182.9659 | 52.0365 | 25162.4336 | 25727.3
2.0903 | 420 | 182.9659 | 52.8875 | 25301.5115 | 25869.5
2.0972 | 420 | 182.9659 | 53.7277 | 25436.8728 | 26007.9
2.1042 | 420 | 182.9659 | 54.5366 | 25568.2241 | 26142.2
2.1111 | 420 | 182.9659 | 55.3178 | 25695.3698 | 26272.2
2.1181 | 420 | 182.9659 | 56.0563 | 25817.9188 | 26397.5
2.125 | 420 | 182.9659 | 56.7844 | 25935.7731 | 26518
2.1319 | 420 | 182.9659 | 57.5262 | 26048.5416 | 26633.3
2.1389 | 420 | 182.9659 | 58.2566 | 26156.1264 | 26743.3
2.1458 | 420 | 182.9659 | 58.9371 | 26258.2342 | 26847.7
2.1528 | 420 | 182.9659 | 59.5653 | 26354.6694 | 26946.3
2.1597 | 420 | 182.9659 | 60.1311 | 26445.2362 | 27038.9
2.1667 | 420 | 182.9659 | 60.6052 | 26529.7392 | 27125.3
2.1736 | 420 | 182.9659 | 60.9924 | 26607.9828 | 27205.3
2.1806 | 420 | 182.9659 | 61.2952 | 26679.7712 | 27278.7
2.1875 | 420 | 182.9659 | 61.5217 | 26745.0068 | 27345.4
2.1944 | 420 | 182.9659 | 61.6544 | 26803.4938 | 27405.2
2.2014 | 420 | 182.9659 | 61.6739 | 26855.2323 | 27458.1
2.2083 | 420 | 182.9659 | 61.5705 | 26899.9289 | 27503.8
2.2153 | 420 | 182.9659 | 61.3165 | 26937.5836 | 27542.3
2.2222 | 420 | 182.9659 | 60.9046 | 26968.0008 | 27573.4
2.2292 | 420 | 182.9659 | 60.3308 | 26991.2783 | 27597.2
2.2361 | 420 | 182.9659 | 59.6365 | 27007.2204 | 27613.5
2.2431 | 420 | 182.9659 | 58.9013 | 27015.8272 | 27622.3
2.25 | 420 | 182.9659 | 58.1931 | 27017.0986 | 27623.6
2.2569 | 420 | 182.9659 | 57.5178 | 27010.9369 | 27617.3
2.2639 | 420 | 182.9659 | 56.8678 | 26997.4399 | 27603.5
2.2708 | 420 | 182.9659 | 56.2353 | 26976.412 | 27582
2.2778 | 420 | 182.9659 | 55.5624 | 26948.1465 | 27553.1
2.2847 | 420 | 182.9659 | 54.785 | 26912.4479 | 27516.6
2.2917 | 420 | 182.9659 | 53.8426 | 26869.5118 | 27472.7
2.2986 | 420 | 182.9659 | 52.7096 | 26819.3381 | 27421.4
2.3056 | 420 | 182.9659 | 51.4075 | 26762.0247 | 27362.8
2.3125 | 420 | 182.9659 | 50.004 | 26697.6694 | 27297
2.3194 | 420 | 182.9659 | 48.6097 | 26626.37 | 27224.1
2.3264 | 420 | 182.9659 | 47.3441 | 26548.2243 | 27144.2
2.3333 | 420 | 182.9659 | 46.3121 | 26463.4279 | 27057.5
2.3403 | 420 | 182.9659 | 45.5919 | 26372.0785 | 26964.1
2.3472 | 420 | 182.9659 | 45.2325 | 26274.2741 | 26864.1
2.3542 | 420 | 182.9659 | 45.2407 | 26170.308 | 26757.8
2.3611 | 420 | 182.9659 | 45.5887 | 26060.2781 | 26645.3
2.3681 | 420 | 182.9659 | 46.2154 | 25944.4777 | 26526.9
2.375 | 420 | 182.9659 | 47.0502 | 25822.9068 | 26402.6
2.3819 | 420 | 182.9659 | 48.0392 | 25696.0545 | 26272.9
2.3889 | 420 | 182.9659 | 49.1484 | 25563.9207 | 26137.8
2.3958 | 420 | 182.9659 | 50.3502 | 25426.7989 | 25997.6
2.4028 | 420 | 182.9659 | 51.6085 | 25284.9825 | 25852.6
2.4097 | 420 | 182.9659 | 52.8771 | 25138.6671 | 25703
2.4167 | 420 | 182.9659 | 54.1259 | 24988.1462 | 25549.1
2.4236 | 420 | 182.9659 | 55.3195 | 24833.713 | 25391.2
2.4306 | 420 | 182.9659 | 56.4527 | 24675.6611 | 25229.6
2.4375 | 420 | 182.9659 | 57.5688 | 24514.186 | 25064.5
2.4444 | 420 | 182.9659 | 58.6861 | 24349.679 | 24896.3
2.4514 | 420 | 182.9659 | 59.7996 | 24182.4334 | 24725.3
2.4583 | 420 | 182.9659 | 60.9145 | 24012.645 | 24551.7
2.4653 | 420 | 182.9659 | 62.0069 | 23840.7048 | 24375.9
2.4722 | 420 | 182.9659 | 63.0349 | 23667.0042 | 24198.3
2.4792 | 420 | 182.9659 | 63.9748 | 23491.6409 | 24019
2.4861 | 420 | 182.9659 | 64.8143 | 23315.1039 | 23838.5
2.4931 | 420 | 182.9659 | 65.5184 | 23137.6868 | 23657.1
2.5 | 420 | 182.9659 | 66.0516 | 22959.6827 | 23475.1
2.5069 | 420 | 182.9659 | 66.4162 | 22781.4831 | 23292.9
2.5139 | 420 | 182.9659 | 66.5838 | 22603.2835 | 23110.7
2.5208 | 420 | 182.9659 | 66.515 | 22425.5729 | 22929
2.5278 | 420 | 182.9659 | 66.1879 | 22248.5469 | 22748
2.5347 | 420 | 182.9659 | 65.5802 | 22072.5967 | 22568.1
2.5417 | 420 | 182.9659 | 64.7044 | 21898.0159 | 22389.6
2.5486 | 420 | 182.9659 | 63.6292 | 21725.1955 | 22212.9
2.5556 | 420 | 182.9659 | 62.4558 | 21554.3312 | 22038.2
2.5625 | 420 | 182.9659 | 61.264 | 21385.8142 | 21865.9
2.5694 | 420 | 182.9659 | 60.1021 | 21219.9379 | 21696.3
2.5764 | 420 | 182.9659 | 58.9907 | 21056.898 | 21529.6
2.5833 | 420 | 182.9659 | 57.9504 | 20897.1834 | 21366.3
2.5903 | 420 | 182.9659 | 56.9861 | 20740.9897 | 21206.6
2.5972 | 420 | 182.9659 | 56.1017 | 20588.7083 | 21050.9
2.6042 | 420 | 182.9659 | 55.2725 | 20440.339 | 20899.2
2.6111 | 420 | 182.9659 | 54.4614 | 20296.4687 | 20752.1
2.6181 | 420 | 182.9659 | 53.6787 | 20157.1952 | 20609.7
2.625 | 420 | 182.9659 | 52.9368 | 20022.8119 | 20472.3
2.6319 | 420 | 182.9659 | 52.2521 | 19893.5145 | 20340.1
2.6389 | 420 | 182.9659 | 51.6681 | 19769.5963 | 20213.4
2.6458 | 420 | 182.9659 | 51.2488 | 19651.253 | 20092.4
2.6528 | 420 | 182.9659 | 51.0478 | 19538.7779 | 19977.4
2.6597 | 420 | 182.9659 | 51.0829 | 19432.2689 | 19868.5
2.6667 | 420 | 182.9659 | 51.3709 | 19331.9216 | 19765.9
2.6736 | 420 | 182.9659 | 51.9136 | 19238.0294 | 19669.9
2.6806 | 420 | 182.9659 | 52.7046 | 19150.5922 | 19580.5
2.6875 | 420 | 182.9659 | 53.7294 | 19069.9036 | 19498
2.6944 | 420 | 182.9659 | 54.9412 | 18996.1591 | 19422.6
2.7014 | 420 | 182.9659 | 56.3118 | 18929.2609 | 19354.2
2.7083 | 420 | 182.9659 | 57.8182 | 18869.5024 | 19293.1
2.7153 | 420 | 182.9659 | 59.4068 | 18816.9814 | 19239.4
2.7222 | 420 | 182.9659 | 60.9704 | 18771.7958 | 19193.2
2.7292 | 420 | 182.9659 | 62.3922 | 18733.9454 | 19154.5
2.7361 | 420 | 182.9659 | 63.6 | 18703.5283 | 19123.4
2.7431 | 420 | 182.9659 | 64.5384 | 18680.5442 | 19099.9
2.75 | 420 | 182.9659 | 65.1803 | 18665.1889 | 19084.2
2.7569 | 420 | 182.9659 | 65.5346 | 18657.2668 | 19076.1
2.7639 | 420 | 182.9659 | 65.6649 | 18656.9734 | 19075.8
2.7708 | 420 | 182.9659 | 65.6271 | 18664.2109 | 19083.2
2.7778 | 420 | 182.9659 | 65.4186 | 18678.9794 | 19098.3
2.7847 | 420 | 182.9659 | 65.0479 | 18701.2788 | 19121.1
2.7917 | 420 | 182.9659 | 64.5347 | 18730.9135 | 19151.4
2.7986 | 420 | 182.9659 | 63.9174 | 18768.0792 | 19189.4
2.8056 | 420 | 182.9659 | 63.2403 | 18812.4824 | 19234.8
2.8125 | 420 | 182.9659 | 62.5725 | 18864.0253 | 19287.5
2.8194 | 420 | 182.9659 | 61.9547 | 18922.708 | 19347.5
2.8264 | 420 | 182.9659 | 61.4063 | 18988.4325 | 19414.7
2.8333 | 420 | 182.9659 | 60.945 | 19061.0034 | 19488.9
2.8403 | 420 | 182.9659 | 60.5607 | 19140.3228 | 19570
2.8472 | 420 | 182.9659 | 60.2208 | 19226.0972 | 19657.7
2.8542 | 420 | 182.9659 | 59.8802 | 19318.3268 | 19752
2.8611 | 420 | 182.9659 | 59.5166 | 19416.8158 | 19852.7
2.8681 | 420 | 182.9659 | 59.1276 | 19521.2709 | 19959.5
2.875 | 420 | 182.9659 | 58.7476 | 19631.5943 | 20072.3
2.8819 | 420 | 182.9659 | 58.4308 | 19747.4925 | 20190.8
2.8889 | 420 | 182.9659 | 58.2179 | 19868.77 | 20314.8
2.8958 | 420 | 182.9659 | 58.1384 | 19995.1333 | 20444
2.9028 | 420 | 182.9659 | 58.2047 | 20126.4846 | 20578.3
2.9097 | 420 | 182.9659 | 58.3998 | 20262.4327 | 20717.3
2.9167 | 420 | 182.9659 | 58.6774 | 20402.7821 | 20860.8
2.9236 | 420 | 182.9659 | 58.9686 | 20547.337 | 21008.6
2.9306 | 420 | 182.9659 | 59.2412 | 20695.6085 | 21160.2
2.9375 | 420 | 182.9659 | 59.4793 | 20847.4987 | 21315.5
2.9444 | 420 | 182.9659 | 59.6817 | 21002.6165 | 21474.1
2.9514 | 420 | 182.9659 | 59.84 | 21160.6684 | 21635.7
2.9583 | 420 | 182.9659 | 59.9314 | 21321.4589 | 21800.1
2.9653 | 420 | 182.9659 | 59.966 | 21484.5966 | 21966.9
2.9722 | 420 | 182.9659 | 59.9635 | 21649.6905 | 22135.7
2.9792 | 420 | 182.9659 | 59.9475 | 21816.6426 | 22306.4
2.9861 | 420 | 182.9659 | 59.9446 | 21984.8662 | 22478.4
2.9931 | 420 | 182.9659 | 59.9868 | 22154.2634 | 22651.6
3 | 420 | 182.9659 | 60.1006 | 22324.4431 | 22825.6
3.0069 | 420 | 182.9659 | 60.3202 | 22495.014 | 23000
3.0139 | 420 | 182.9659 | 60.709 | 22665.6827 | 23174.5
3.0208 | 420 | 182.9659 | 61.3129 | 22836.2536 | 23348.9
3.0278 | 420 | 182.9659 | 62.099 | 23006.1398 | 23522.6
3.0347 | 420 | 182.9659 | 63.0133 | 23175.2436 | 23695.5
3.0417 | 420 | 182.9659 | 63.9716 | 23343.1738 | 23867.2
3.0486 | 420 | 182.9659 | 64.8784 | 23509.6369 | 24037.4
3.0556 | 420 | 182.9659 | 65.6619 | 23674.2417 | 24205.7
3.0625 | 420 | 182.9659 | 66.2965 | 23836.7927 | 24371.9
3.0694 | 420 | 182.9659 | 66.7994 | 23996.8007 | 24535.5
3.0764 | 420 | 182.9659 | 67.1752 | 24154.168 | 24696.4
3.0833 | 420 | 182.9659 | 67.4153 | 24308.5033 | 24854.2
3.0903 | 420 | 182.9659 | 67.4894 | 24459.5133 | 25008.6
3.0972 | 420 | 182.9659 | 67.3911 | 24606.8068 | 25159.2
3.1042 | 420 | 182.9659 | 67.1098 | 24750.2858 | 25305.9
3.1111 | 420 | 182.9659 | 66.6343 | 24889.6571 | 25448.4
3.1181 | 420 | 182.9659 | 66.0045 | 25024.5294 | 25586.3
3.125 | 420 | 182.9659 | 65.2835 | 25154.8049 | 25719.5
3.1319 | 420 | 182.9659 | 64.5091 | 25280.0923 | 25847.6
3.1389 | 420 | 182.9659 | 63.6907 | 25400.2939 | 25970.5
3.1458 | 420 | 182.9659 | 62.8476 | 25515.1163 | 26087.9
3.1528 | 420 | 182.9659 | 61.9778 | 25624.266 | 26199.5
3.1597 | 420 | 182.9659 | 61.0655 | 25727.7431 | 26305.3
3.1667 | 420 | 182.9659 | 60.1093 | 25825.1563 | 26404.9
3.1736 | 420 | 182.9659 | 59.1033 | 25916.4078 | 26498.2
3.1806 | 420 | 182.9659 | 58.0572 | 26001.302 | 26585
3.1875 | 420 | 182.9659 | 56.9611 | 26079.7412 | 26665.2
3.1944 | 420 | 182.9659 | 55.8507 | 26151.5296 | 26738.6
3.2014 | 420 | 182.9659 | 54.7961 | 26216.5695 | 26805.1
3.2083 | 420 | 182.9659 | 53.8726 | 26274.6654 | 26864.5
3.2153 | 420 | 182.9659 | 53.1269 | 26325.8171 | 26916.8
3.2222 | 420 | 182.9659 | 52.5477 | 26369.829 | 26961.8
3.2292 | 420 | 182.9659 | 52.0685 | 26406.7013 | 26999.5
3.2361 | 420 | 182.9659 | 51.6331 | 26436.4338 | 27029.9
3.2431 | 420 | 182.9659 | 51.1903 | 26458.8311 | 27052.8
3.25 | 420 | 182.9659 | 50.7279 | 26473.8929 | 27068.2
3.2569 | 420 | 182.9659 | 50.2653 | 26481.6195 | 27076.1
3.2639 | 420 | 182.9659 | 49.8178 | 26482.0107 | 27076.5
3.2708 | 420 | 182.9659 | 49.3817 | 26475.1644 | 27069.5
3.2778 | 420 | 182.9659 | 48.9416 | 26460.8849 | 27054.9
3.2847 | 420 | 182.9659 | 48.4693 | 26439.368 | 27032.9
3.2917 | 420 | 182.9659 | 47.9483 | 26410.6135 | 27003.5
3.2986 | 420 | 182.9659 | 47.3896 | 26374.7193 | 26966.8
3.3056 | 420 | 182.9659 | 46.8018 | 26331.7831 | 26922.9
3.3125 | 420 | 182.9659 | 46.1947 | 26281.8051 | 26871.8
3.3194 | 420 | 182.9659 | 45.5797 | 26224.8829 | 26813.6
3.3264 | 420 | 182.9659 | 44.9651 | 26161.2122 | 26748.5
3.3333 | 420 | 182.9659 | 44.3744 | 26090.8909 | 26676.6
3.3403 | 420 | 182.9659 | 43.8303 | 26014.1144 | 26598.1
3.3472 | 420 | 182.9659 | 43.3254 | 25930.8829 | 26513
3.3542 | 420 | 182.9659 | 42.8614 | 25841.5874 | 26421.7
3.3611 | 420 | 182.9659 | 42.4566 | 25746.2281 | 26324.2
3.3681 | 420 | 182.9659 | 42.1452 | 25645.0984 | 26220.8
3.375 | 420 | 182.9659 | 41.9603 | 25538.296 | 26111.6
3.3819 | 420 | 182.9659 | 41.9005 | 25426.2121 | 25997
3.3889 | 420 | 182.9659 | 41.9491 | 25308.8468 | 25877
3.3958 | 420 | 182.9659 | 42.1155 | 25186.5913 | 25752
3.4028 | 420 | 182.9659 | 42.3953 | 25059.6412 | 25622.2
3.4097 | 420 | 182.9659 | 42.7691 | 24928.2899 | 25487.9
3.4167 | 420 | 182.9659 | 43.2206 | 24792.733 | 25349.3
3.4236 | 420 | 182.9659 | 43.7503 | 24653.1661 | 25206.6
3.4306 | 420 | 182.9659 | 44.38 | 24510.0782 | 25060.3
3.4375 | 420 | 182.9659 | 45.0898 | 24363.665 | 24910.6
3.4444 | 420 | 182.9659 | 45.8631 | 24214.1221 | 24757.7
3.4514 | 420 | 182.9659 | 46.682 | 24061.8406 | 24602
3.4583 | 420 | 182.9659 | 47.528 | 23907.114 | 24443.8
3.4653 | 420 | 182.9659 | 48.3855 | 23750.2358 | 24283.4
3.4722 | 420 | 182.9659 | 49.2359 | 23591.597 | 24121.2
3.4792 | 420 | 182.9659 | 50.081 | 23431.2956 | 23957.3
3.4861 | 420 | 182.9659 | 50.9225 | 23269.8205 | 23792.2
3.4931 | 420 | 182.9659 | 51.753 | 23107.563 | 23626.3
3.5 | 420 | 182.9659 | 52.5936 | 22944.6208 | 23459.7
3.5069 | 420 | 182.9659 | 53.4426 | 22781.4831 | 23292.9
3.5139 | 420 | 182.9659 | 54.2756 | 22618.4431 | 23126.2
3.5208 | 420 | 182.9659 | 55.0704 | 22455.7944 | 22959.9
3.5278 | 420 | 182.9659 | 55.8295 | 22293.8303 | 22794.3
3.5347 | 420 | 182.9659 | 56.5302 | 22132.9421 | 22629.8
3.5417 | 420 | 182.9659 | 57.1326 | 21973.4231 | 22466.7
3.5486 | 420 | 182.9659 | 57.6003 | 21815.6646 | 22305.4
3.5556 | 420 | 182.9659 | 57.9267 | 21659.8621 | 22146.1
3.5625 | 420 | 182.9659 | 58.1065 | 21506.3092 | 21989.1
3.5694 | 420 | 182.9659 | 58.1783 | 21355.4948 | 21834.9
3.5764 | 420 | 182.9659 | 58.1601 | 21207.5167 | 21683.6
3.5833 | 420 | 182.9659 | 58.0851 | 21062.7662 | 21535.6
3.5903 | 420 | 182.9659 | 57.9779 | 20921.5367 | 21391.2
3.5972 | 420 | 182.9659 | 57.8142 | 20784.1215 | 21250.7
3.6042 | 420 | 182.9659 | 57.5785 | 20650.8141 | 21114.4
3.6111 | 420 | 182.9659 | 57.2844 | 20521.81 | 20982.5
3.6181 | 420 | 182.9659 | 56.952 | 20397.4028 | 20855.3
3.625 | 420 | 182.9659 | 56.6251 | 20277.788 | 20733
3.6319 | 420 | 182.9659 | 56.354 | 20163.3569 | 20616
3.6389 | 420 | 182.9659 | 56.1552 | 20054.2072 | 20504.4
3.6458 | 420 | 182.9659 | 56.0417 | 19950.6323 | 20398.5
3.6528 | 420 | 182.9659 | 56.0253 | 19852.8279 | 20298.5
3.6597 | 420 | 182.9659 | 56.1013 | 19760.9895 | 20204.6
3.6667 | 420 | 182.9659 | 56.2739 | 19675.3129 | 20117
3.6736 | 420 | 182.9659 | 56.5426 | 19595.9935 | 20035.9
3.6806 | 420 | 182.9659 | 56.9201 | 19523.1292 | 19961.4
3.6875 | 420 | 182.9659 | 57.3851 | 19457.0134 | 19893.8
3.6944 | 420 | 182.9659 | 57.8912 | 19397.6462 | 19833.1
3.7014 | 420 | 182.9659 | 58.4054 | 19345.223 | 19779.5
3.7083 | 420 | 182.9659 | 58.9008 | 19299.8418 | 19733.1
3.7153 | 420 | 182.9659 | 59.3473 | 19261.6002 | 19694
3.7222 | 420 | 182.9659 | 59.7167 | 19230.5962 | 19662.3
3.7292 | 420 | 182.9659 | 59.9764 | 19207.0254 | 19638.2
3.7361 | 420 | 182.9659 | 60.0887 | 19190.692 | 19621.5
3.7431 | 420 | 182.9659 | 60.051 | 19181.8896 | 19612.5
3.75 | 420 | 182.9659 | 59.8663 | 19180.5204 | 19611.1
3.7569 | 420 | 182.9659 | 59.5549 | 19186.5843 | 19617.3
3.7639 | 420 | 182.9659 | 59.1541 | 19200.1791 | 19631.2
3.7708 | 420 | 182.9659 | 58.6755 | 19221.3048 | 19652.8
3.7778 | 420 | 182.9659 | 58.1624 | 19249.8637 | 19682
3.7847 | 420 | 182.9659 | 57.6461 | 19285.7579 | 19718.7
3.7917 | 420 | 182.9659 | 57.1712 | 19329.1831 | 19763.1
3.7986 | 420 | 182.9659 | 56.7399 | 19379.8458 | 19814.9
3.8056 | 420 | 182.9659 | 56.3208 | 19437.6482 | 19874
3.8125 | 420 | 182.9659 | 55.9183 | 19502.6881 | 19940.5
3.8194 | 420 | 182.9659 | 55.5353 | 19574.7699 | 20014.2
3.8264 | 420 | 182.9659 | 55.1831 | 19653.6981 | 20094.9
3.8333 | 420 | 182.9659 | 54.899 | 19739.4726 | 20182.6
3.8403 | 420 | 182.9659 | 54.6899 | 19831.8977 | 20277.1
3.8472 | 420 | 182.9659 | 54.5484 | 19930.778 | 20378.2
3.8542 | 420 | 182.9659 | 54.4497 | 20035.9177 | 20485.7
3.8611 | 420 | 182.9659 | 54.3684 | 20147.2192 | 20599.5
3.8681 | 420 | 182.9659 | 54.2925 | 20264.4866 | 20719.4
3.875 | 420 | 182.9659 | 54.2432 | 20387.4268 | 20845.1
3.8819 | 420 | 182.9659 | 54.2348 | 20515.9418 | 20976.5
3.8889 | 420 | 182.9659 | 54.2837 | 20649.7382 | 21113.3
3.8958 | 420 | 182.9659 | 54.4118 | 20788.5227 | 21255.2
3.9028 | 420 | 182.9659 | 54.6522 | 20932.1973 | 21402.1
3.9097 | 420 | 182.9659 | 55.0153 | 21080.371 | 21553.6
3.9167 | 420 | 182.9659 | 55.5102 | 21232.8481 | 21709.5
3.9236 | 420 | 182.9659 | 56.1287 | 21389.3351 | 21869.5
3.9306 | 420 | 182.9659 | 56.8211 | 21549.5388 | 22033.3
3.9375 | 420 | 182.9659 | 57.5592 | 21713.2633 | 22200.7
3.9444 | 420 | 182.9659 | 58.3117 | 21880.0199 | 22371.2
3.9514 | 420 | 182.9659 | 59.0361 | 22049.8083 | 22544.8
3.9583 | 420 | 182.9659 | 59.693 | 22222.0419 | 22720.9
3.9653 | 420 | 182.9659 | 60.2515 | 22396.5249 | 22899.3
3.9722 | 420 | 182.9659 | 60.692 | 22572.9641 | 23079.7
3.9792 | 420 | 182.9659 | 61.0213 | 22751.0659 | 23261.8
3.9861 | 420 | 182.9659 | 61.2398 | 22930.4392 | 23445.2
3.9931 | 420 | 182.9659 | 61.3404 | 23110.7905 | 23629.6
4 | 420 | 182.9659 | 61.3289 | 23291.7287 | 23814.6
4.0069 | 420 | 182.9659 | 61.2157 | 23473.0581 | 24000
4.0139 | 420 | 182.9659 | 61.0308 | 23654.3874 | 24185.4
4.0208 | 420 | 182.9659 | 60.8236 | 23835.3256 | 24370.4
4.0278 | 420 | 182.9659 | 60.6541 | 24015.6769 | 24554.8
4.0347 | 420 | 182.9659 | 60.5155 | 24195.0502 | 24738.2
4.0417 | 420 | 182.9659 | 60.35 | 24373.152 | 24920.3
4.0486 | 420 | 182.9659 | 60.0947 | 24549.5912 | 25100.7
4.0556 | 420 | 182.9659 | 59.6955 | 24724.0743 | 25279.1
4.0625 | 420 | 182.9659 | 59.1481 | 24896.3078 | 25455.2
4.0694 | 420 | 182.9659 | 58.4688 | 25066.0963 | 25628.8
4.0764 | 420 | 182.9659 | 57.6765 | 25232.8528 | 25799.3
4.0833 | 420 | 182.9659 | 56.7611 | 25396.5774 | 25966.7
4.0903 | 420 | 182.9659 | 55.7235 | 25556.781 | 26130.5
4.0972 | 420 | 182.9659 | 54.5935 | 25713.268 | 26290.5
4.1042 | 420 | 182.9659 | 53.4224 | 25865.7451 | 26446.4
4.1111 | 420 | 182.9659 | 52.2919 | 26013.9188 | 26597.9
4.1181 | 420 | 182.9659 | 51.2817 | 26157.5935 | 26744.8
4.125 | 420 | 182.9659 | 50.4369 | 26296.3779 | 26886.7
4.1319 | 420 | 182.9659 | 49.78 | 26430.1744 | 27023.5
4.1389 | 420 | 182.9659 | 49.3612 | 26558.6894 | 27154.9
4.1458 | 420 | 182.9659 | 49.2413 | 26681.6295 | 27280.6
4.1528 | 420 | 182.9659 | 49.4577 | 26798.897 | 27400.5
4.1597 | 420 | 182.9659 | 49.9986 | 26910.1984 | 27514.3
4.1667 | 420 | 182.9659 | 50.7889 | 27015.3381 | 27621.8
4.1736 | 420 | 182.9659 | 51.7409 | 27114.2184 | 27722.9
4.1806 | 420 | 182.9659 | 52.7894 | 27206.6436 | 27817.4
4.1875 | 420 | 182.9659 | 53.8745 | 27292.418 | 27905.1
4.1944 | 420 | 182.9659 | 54.9404 | 27371.3462 | 27985.8
4.2014 | 420 | 182.9659 | 55.9262 | 27443.428 | 28059.5
4.2083 | 420 | 182.9659 | 56.8038 | 27508.468 | 28126
4.2153 | 420 | 182.9659 | 57.555 | 27566.2704 | 28185.1
4.2222 | 420 | 182.9659 | 58.185 | 27616.9331 | 28236.9
4.2292 | 420 | 182.9659 | 58.6959 | 27660.3582 | 28281.3
4.2361 | 420 | 182.9659 | 59.0822 | 27696.2524 | 28318
4.2431 | 420 | 182.9659 | 59.3439 | 27724.8113 | 28347.2
4.25 | 420 | 182.9659 | 59.4814 | 27745.9371 | 28368.8
4.2569 | 420 | 182.9659 | 59.4978 | 27759.5319 | 28382.7
4.2639 | 420 | 182.9659 | 59.4034 | 27765.5958 | 28388.9
4.2708 | 420 | 182.9659 | 59.2144 | 27764.2265 | 28387.5
4.2778 | 420 | 182.9659 | 58.9358 | 27755.4241 | 28378.5
4.2847 | 420 | 182.9659 | 58.5636 | 27739.0908 | 28361.8
4.2917 | 420 | 182.9659 | 58.0901 | 27715.5199 | 28337.7
4.2986 | 420 | 182.9659 | 57.5084 | 27684.5159 | 28306
4.3056 | 420 | 182.9659 | 56.8106 | 27646.2744 | 28266.9
4.3125 | 420 | 182.9659 | 56.0174 | 27600.8931 | 28220.5
4.3194 | 420 | 182.9659 | 55.1408 | 27548.47 | 28166.9
4.3264 | 420 | 182.9659 | 54.2258 | 27489.1027 | 28106.2
4.3333 | 420 | 182.9659 | 53.3578 | 27422.9869 | 28038.6
4.3403 | 420 | 182.9659 | 52.5927 | 27350.1226 | 27964.1
4.3472 | 420 | 182.9659 | 51.9473 | 27270.8033 | 27883
4.3542 | 420 | 182.9659 | 51.4182 | 27185.1266 | 27795.4
4.3611 | 420 | 182.9659 | 50.9819 | 27093.2883 | 27701.5
4.3681 | 420 | 182.9659 | 50.6238 | 26995.4838 | 27601.5
4.375 | 420 | 182.9659 | 50.3776 | 26891.909 | 27495.6
4.3819 | 420 | 182.9659 | 50.3175 | 26782.7593 | 27384
4.3889 | 420 | 182.9659 | 50.5056 | 26668.3281 | 27267
4.3958 | 420 | 182.9659 | 50.9525 | 26548.7133 | 27144.7
4.4028 | 420 | 182.9659 | 51.5875 | 26424.3061 | 27017.5
4.4097 | 420 | 182.9659 | 52.3279 | 26295.3021 | 26885.6
4.4167 | 420 | 182.9659 | 53.0884 | 26161.9947 | 26749.3
4.4236 | 420 | 182.9659 | 53.8448 | 26024.5795 | 26608.8
4.4306 | 420 | 182.9659 | 54.6197 | 25883.3499 | 26464.4
4.4375 | 420 | 182.9659 | 55.4419 | 25738.5994 | 26316.4
4.4444 | 420 | 182.9659 | 56.2989 | 25590.6213 | 26165.1
4.4514 | 420 | 182.9659 | 57.1501 | 25439.8069 | 26010.9
4.4583 | 420 | 182.9659 | 57.9361 | 25286.254 | 25853.9
4.4653 | 420 | 182.9659 | 58.6275 | 25130.4516 | 25694.6
4.4722 | 420 | 182.9659 | 59.2326 | 24972.6931 | 25533.3
4.4792 | 420 | 182.9659 | 59.7463 | 24813.1741 | 25370.2
4.4861 | 420 | 182.9659 | 60.1521 | 24652.2858 | 25205.7
4.4931 | 420 | 182.9659 | 60.447 | 24490.3217 | 25040.1
4.5 | 420 | 182.9659 | 60.6575 | 24327.673 | 24873.8
4.5069 | 420 | 182.9659 | 60.82 | 24164.633 | 24707.1
4.5139 | 420 | 182.9659 | 60.9427 | 24001.4953 | 24540.3
4.5208 | 420 | 182.9659 | 61.0091 | 23838.5531 | 24373.7
4.5278 | 420 | 182.9659 | 61.0237 | 23676.2956 | 24207.8
4.5347 | 420 | 182.9659 | 61.0026 | 23514.8205 | 24042.7
4.5417 | 420 | 182.9659 | 60.9621 | 23354.5191 | 23878.8
4.5486 | 420 | 182.9659 | 60.8745 | 23195.8804 | 23716.6
4.5556 | 420 | 182.9659 | 60.7307 | 23039.0021 | 23556.2
4.5625 | 420 | 182.9659 | 60.5278 | 22884.2755 | 23398
4.5694 | 420 | 182.9659 | 60.2735 | 22731.9941 | 23242.3
4.5764 | 420 | 182.9659 | 59.9894 | 22582.4511 | 23089.4
4.5833 | 420 | 182.9659 | 59.7188 | 22436.0379 | 22939.7
4.5903 | 420 | 182.9659 | 59.4903 | 22292.9501 | 22793.4
4.5972 | 420 | 182.9659 | 59.3463 | 22153.3832 | 22650.7
4.6042 | 420 | 182.9659 | 59.3055 | 22017.8263 | 22512.1
4.6111 | 420 | 182.9659 | 59.3706 | 21886.475 | 22377.8
4.6181 | 420 | 182.9659 | 59.5057 | 21759.5248 | 22248
4.625 | 420 | 182.9659 | 59.6791 | 21637.2693 | 22123
4.6319 | 420 | 182.9659 | 59.8773 | 21519.904 | 22003
4.6389 | 420 | 182.9659 | 60.1157 | 21407.8202 | 21888.4
4.6458 | 420 | 182.9659 | 60.4199 | 21301.0178 | 21779.2
4.6528 | 420 | 182.9659 | 60.8056 | 21199.888 | 21675.8
4.6597 | 420 | 182.9659 | 61.2772 | 21104.5287 | 21578.3
4.6667 | 420 | 182.9659 | 61.7853 | 21015.2333 | 21487
4.6736 | 420 | 182.9659 | 62.234 | 20932.0017 | 21401.9
4.6806 | 420 | 182.9659 | 62.5488 | 20855.2253 | 21323.4
4.6875 | 420 | 182.9659 | 62.6801 | 20784.9039 | 21251.5
4.6944 | 420 | 182.9659 | 62.6027 | 20721.2332 | 21186.4
4.7014 | 420 | 182.9659 | 62.3377 | 20664.3111 | 21128.2
4.7083 | 420 | 182.9659 | 61.9226 | 20614.333 | 21077.1
4.7153 | 420 | 182.9659 | 61.3866 | 20571.3969 | 21033.2
4.7222 | 420 | 182.9659 | 60.7351 | 20535.5027 | 20996.5
4.7292 | 420 | 182.9659 | 59.9613 | 20506.7482 | 20967.1
4.7361 | 420 | 182.9659 | 59.0562 | 20485.2312 | 20945.1
4.7431 | 420 | 182.9659 | 58.0543 | 20470.9517 | 20930.5
4.75 | 420 | 182.9659 | 56.998 | 20464.1054 | 20923.5
4.7569 | 420 | 182.9659 | 55.9435 | 20464.4967 | 20923.9
4.7639 | 420 | 182.9659 | 54.9581 | 20472.2232 | 20931.8
4.7708 | 420 | 182.9659 | 54.0738 | 20487.2851 | 20947.2
4.7778 | 420 | 182.9659 | 53.3029 | 20509.6823 | 20970.1
4.7847 | 420 | 182.9659 | 52.6471 | 20539.4148 | 21000.5
4.7917 | 420 | 182.9659 | 52.1201 | 20576.2871 | 21038.2
4.7986 | 420 | 182.9659 | 51.7543 | 20620.2991 | 21083.2
4.8056 | 420 | 182.9659 | 51.5845 | 20671.4508 | 21135.5
4.8125 | 420 | 182.9659 | 51.5998 | 20729.5466 | 21194.9
4.8194 | 420 | 182.9659 | 51.7563 | 20794.5865 | 21261.4
4.8264 | 420 | 182.9659 | 52.0099 | 20866.375 | 21334.8
4.8333 | 420 | 182.9659 | 52.336 | 20944.8141 | 21415
4.8403 | 420 | 182.9659 | 52.7438 | 21029.7083 | 21501.8
4.8472 | 420 | 182.9659 | 53.2543 | 21120.9598 | 21595.1
4.8542 | 420 | 182.9659 | 53.8565 | 21218.373 | 21694.7
4.8611 | 420 | 182.9659 | 54.5379 | 21321.8501 | 21800.5
4.8681 | 420 | 182.9659 | 55.2502 | 21430.9998 | 21912.1
4.875 | 420 | 182.9659 | 55.9461 | 21545.8222 | 22029.5
4.8819 | 420 | 182.9659 | 56.578 | 21666.0238 | 22152.4
4.8889 | 420 | 182.9659 | 57.0962 | 21791.3113 | 22280.5
4.8958 | 420 | 182.9659 | 57.4667 | 21921.5867 | 22413.7
4.9028 | 420 | 182.9659 | 57.6849 | 22056.459 | 22551.6
4.9097 | 420 | 182.9659 | 57.7525 | 22195.8303 | 22694.1
4.9167 | 420 | 182.9659 | 57.6729 | 22339.3094 | 22840.8
4.9236 | 420 | 182.9659 | 57.459 | 22486.6028 | 22991.4
4.9306 | 420 | 182.9659 | 57.1411 | 22637.6128 | 23145.8
4.9375 | 420 | 182.9659 | 56.7098 | 22791.9482 | 23303.6
4.9444 | 420 | 182.9659 | 56.1653 | 22949.3155 | 23464.5
4.9514 | 420 | 182.9659 | 55.5244 | 23109.3235 | 23628.1
4.9583 | 420 | 182.9659 | 54.8273 | 23271.8744 | 23794.3
4.9653 | 420 | 182.9659 | 54.1323 | 23436.4792 | 23962.6
4.9722 | 420 | 182.9659 | 53.5259 | 23602.9423 | 24132.8
4.9792 | 420 | 182.9659 | 53.0635 | 23770.8725 | 24304.5
4.9861 | 420 | 182.9659 | 52.7536 | 23939.9763 | 24477.4
4.9931 | 420 | 182.9659 | 52.5891 | 24109.8626 | 24651.1
5 | 420 | 182.9659 | 52.545 | 24280.4335 | 24825.5
5.0069 | 420 | 182.9659 | 52.6164 | 24451.1022 | 25000
5.0139 | 420 | 182.9659 | 52.8262 | 24621.673 | 25174.4
5.0208 | 420 | 182.9659 | 53.1899 | 24791.8527 | 25348.4
5.0278 | 420 | 182.9659 | 53.7379 | 24961.2499 | 25521.6
5.0347 | 420 | 182.9659 | 54.4833 | 25129.4735 | 25693.6
5.0417 | 420 | 182.9659 | 55.4065 | 25296.4257 | 25864.3
5.0486 | 420 | 182.9659 | 56.4639 | 25461.5195 | 26033.1
5.0556 | 420 | 182.9659 | 57.5859 | 25624.6573 | 26199.9
5.0625 | 420 | 182.9659 | 58.6717 | 25785.4477 | 26364.3
5.0694 | 420 | 182.9659 | 59.619 | 25943.4996 | 26525.9
5.0764 | 420 | 182.9659 | 60.3757 | 26098.6174 | 26684.5
5.0833 | 420 | 182.9659 | 60.913 | 26250.5077 | 26839.8
5.0903 | 420 | 182.9659 | 61.2142 | 26398.7791 | 26991.4
5.0972 | 420 | 182.9659 | 61.2768 | 26543.3341 | 27139.2
5.1042 | 420 | 182.9659 | 61.0848 | 26683.6834 | 27282.7
5.1111 | 420 | 182.9659 | 60.6479 | 26819.6315 | 27421.7
5.1181 | 420 | 182.9659 | 60.0196 | 26950.9828 | 27556
5.125 | 420 | 182.9659 | 59.2759 | 27077.3461 | 27685.2
5.1319 | 420 | 182.9659 | 58.4869 | 27198.6236 | 27809.2
5.1389 | 420 | 182.9659 | 57.6844 | 27314.5218 | 27927.7
5.1458 | 420 | 182.9659 | 56.8707 | 27424.8452 | 28040.5
5.1528 | 420 | 182.9659 | 56.0438 | 27529.3003 | 28147.3
5.1597 | 420 | 182.9659 | 55.2322 | 27627.7893 | 28248
5.1667 | 420 | 182.9659 | 54.4642 | 27720.0189 | 28342.3
5.1736 | 420 | 182.9659 | 53.7131 | 27805.7934 | 28430
5.1806 | 420 | 182.9659 | 52.9481 | 27885.1127 | 28511.1
5.1875 | 420 | 182.9659 | 52.1616 | 27957.6836 | 28585.3
5.1944 | 420 | 182.9659 | 51.3648 | 28023.4082 | 28652.5
5.2014 | 420 | 182.9659 | 50.5476 | 28082.0908 | 28712.5
5.2083 | 420 | 182.9659 | 49.7221 | 28133.6337 | 28765.2
5.2153 | 420 | 182.9659 | 48.932 | 28178.0369 | 28810.6
5.2222 | 420 | 182.9659 | 48.2466 | 28215.2026 | 28848.6
5.2292 | 420 | 182.9659 | 47.7562 | 28244.8374 | 28878.9
5.2361 | 420 | 182.9659 | 47.5142 | 28267.1368 | 28901.7
5.2431 | 420 | 182.9659 | 47.517 | 28281.9052 | 28916.8
5.25 | 420 | 182.9659 | 47.7597 | 28289.1428 | 28924.2
5.2569 | 420 | 182.9659 | 48.1955 | 28288.8493 | 28923.9
5.2639 | 420 | 182.9659 | 48.7293 | 28280.9272 | 28915.8
5.2708 | 420 | 182.9659 | 49.2719 | 28265.5719 | 28900.1
5.2778 | 420 | 182.9659 | 49.7589 | 28242.5879 | 28876.6
5.2847 | 420 | 182.9659 | 50.1421 | 28212.1707 | 28845.5
5.2917 | 420 | 182.9659 | 50.4055 | 28174.3204 | 28806.8
5.2986 | 420 | 182.9659 | 50.5735 | 28129.1347 | 28760.6
5.3056 | 420 | 182.9659 | 50.6896 | 28076.6138 | 28706.9
5.3125 | 420 | 182.9659 | 50.7902 | 28016.8553 | 28645.8
5.3194 | 420 | 182.9659 | 50.9197 | 27949.9571 | 28577.4
5.3264 | 420 | 182.9659 | 51.1278 | 27876.2125 | 28502
5.3333 | 420 | 182.9659 | 51.4334 | 27795.5239 | 28419.5
5.3403 | 420 | 182.9659 | 51.8893 | 27708.0868 | 28330.1
5.3472 | 420 | 182.9659 | 52.5385 | 27614.1945 | 28234.1
5.3542 | 420 | 182.9659 | 53.3885 | 27513.8472 | 28131.5
5.3611 | 420 | 182.9659 | 54.4207 | 27407.3382 | 28022.6
5.3681 | 420 | 182.9659 | 55.5682 | 27294.8631 | 27907.6
5.375 | 420 | 182.9659 | 56.7414 | 27176.5198 | 27786.6
5.3819 | 420 | 182.9659 | 57.8587 | 27052.6016 | 27659.9
5.3889 | 420 | 182.9659 | 58.8371 | 26923.3042 | 27527.7
5.3958 | 420 | 182.9659 | 59.6269 | 26788.9209 | 27390.3
5.4028 | 420 | 182.9659 | 60.2104 | 26649.6475 | 27247.9
5.4097 | 420 | 182.9659 | 60.591 | 26505.7772 | 27100.8
5.4167 | 420 | 182.9659 | 60.7751 | 26357.4079 | 26949.1
5.4236 | 420 | 182.9659 | 60.7606 | 26205.1264 | 26793.4
5.4306 | 420 | 182.9659 | 60.5736 | 26048.9328 | 26633.7
5.4375 | 420 | 182.9659 | 60.2626 | 25889.2182 | 26470.4
5.4444 | 420 | 182.9659 | 59.9016 | 25726.1782 | 26303.7
5.4514 | 420 | 182.9659 | 59.5543 | 25560.302 | 26134.1
5.4583 | 420 | 182.9659 | 59.2403 | 25391.785 | 25961.8
5.4653 | 420 | 182.9659 | 58.9646 | 25220.9207 | 25787.1
5.4722 | 420 | 182.9659 | 58.7063 | 25048.1003 | 25610.4
5.4792 | 420 | 182.9659 | 58.4516 | 24873.5194 | 25431.9
5.4861 | 420 | 182.9659 | 58.198 | 24697.5693 | 25252
5.4931 | 420 | 182.9659 | 57.9416 | 24520.5433 | 25071
5.5 | 420 | 182.9659 | 57.6725 | 24342.8327 | 24889.3
5.5069 | 420 | 182.9659 | 57.373 | 24164.633 | 24707.1
5.5139 | 420 | 182.9659 | 57.0379 | 23986.4334 | 24524.9
5.5208 | 420 | 182.9659 | 56.6718 | 23808.4294 | 24342.9
5.5278 | 420 | 182.9659 | 56.3179 | 23631.0122 | 24161.5
5.5347 | 420 | 182.9659 | 56.0445 | 23454.4752 | 23981
5.5417 | 420 | 182.9659 | 55.9197 | 23279.1119 | 23801.7
5.5486 | 420 | 182.9659 | 55.9835 | 23105.4113 | 23624.1
5.5556 | 420 | 182.9659 | 56.2502 | 22933.4711 | 23448.3
5.5625 | 420 | 182.9659 | 56.7308 | 22763.6827 | 23274.7
5.5694 | 420 | 182.9659 | 57.409 | 22596.4372 | 23103.7
5.5764 | 420 | 182.9659 | 58.2406 | 22431.9301 | 22935.5
5.5833 | 420 | 182.9659 | 59.1952 | 22270.4551 | 22770.4
5.5903 | 420 | 182.9659 | 60.2025 | 22112.4031 | 22608.8
5.5972 | 420 | 182.9659 | 61.2164 | 21957.97 | 22450.9
5.6042 | 420 | 182.9659 | 62.1942 | 21807.449 | 22297
5.6111 | 420 | 182.9659 | 63.0578 | 21661.1336 | 22147.4
5.6181 | 420 | 182.9659 | 63.7431 | 21519.3172 | 22002.4
5.625 | 420 | 182.9659 | 64.2488 | 21382.1954 | 21862.2
5.6319 | 420 | 182.9659 | 64.6028 | 21250.0617 | 21727.1
5.6389 | 420 | 182.9659 | 64.8073 | 21123.2093 | 21597.4
5.6458 | 420 | 182.9659 | 64.8352 | 21001.6385 | 21473.1
5.6528 | 420 | 182.9659 | 64.6479 | 20885.838 | 21354.7
5.6597 | 420 | 182.9659 | 64.2297 | 20775.8081 | 21242.2
5.6667 | 420 | 182.9659 | 63.597 | 20671.842 | 21135.9
5.6736 | 420 | 182.9659 | 62.7963 | 20574.0376 | 21035.9
5.6806 | 420 | 182.9659 | 61.8483 | 20482.6883 | 20942.5
5.6875 | 420 | 182.9659 | 60.7725 | 20397.8919 | 20855.8
5.6944 | 420 | 182.9659 | 59.6191 | 20319.7461 | 20775.9
5.7014 | 420 | 182.9659 | 58.4789 | 20248.4467 | 20703
5.7083 | 420 | 182.9659 | 57.4438 | 20184.0914 | 20637.2
5.7153 | 420 | 182.9659 | 56.5906 | 20126.778 | 20578.6
5.7222 | 420 | 182.9659 | 55.9422 | 20076.6044 | 20527.3
5.7292 | 420 | 182.9659 | 55.4834 | 20033.6682 | 20483.4
5.7361 | 420 | 182.9659 | 55.1714 | 19997.9696 | 20446.9
5.7431 | 420 | 182.9659 | 54.9676 | 19969.7042 | 20418
5.75 | 420 | 182.9659 | 54.8712 | 19948.6762 | 20396.5
5.7569 | 420 | 182.9659 | 54.8856 | 19935.1792 | 20382.7
5.7639 | 420 | 182.9659 | 55.0544 | 19929.0175 | 20376.4
5.7708 | 420 | 182.9659 | 55.4125 | 19930.289 | 20377.7
5.7778 | 420 | 182.9659 | 55.9434 | 19938.8958 | 20386.5
5.7847 | 420 | 182.9659 | 56.6094 | 19954.8379 | 20402.8
5.7917 | 420 | 182.9659 | 57.3656 | 19978.1153 | 20426.6
5.7986 | 420 | 182.9659 | 58.2013 | 20008.5325 | 20457.7
5.8056 | 420 | 182.9659 | 59.1168 | 20046.1872 | 20496.2
5.8125 | 420 | 182.9659 | 60.0882 | 20090.8838 | 20541.9
5.8194 | 420 | 182.9659 | 61.0803 | 20142.6223 | 20594.8
5.8264 | 420 | 182.9659 | 62.0267 | 20201.1094 | 20654.6
5.8333 | 420 | 182.9659 | 62.8761 | 20266.3449 | 20721.3
5.8403 | 420 | 182.9659 | 63.576 | 20338.1334 | 20794.7
5.8472 | 420 | 182.9659 | 64.0725 | 20416.3769 | 20874.7
5.8542 | 420 | 182.9659 | 64.3232 | 20500.8799 | 20961.1
5.8611 | 420 | 182.9659 | 64.286 | 20591.4468 | 21053.7
5.8681 | 420 | 182.9659 | 63.9119 | 20687.8819 | 21152.3
5.875 | 420 | 182.9659 | 63.2041 | 20789.9897 | 21256.7
5.8819 | 420 | 182.9659 | 62.2347 | 20897.5746 | 21366.7
5.8889 | 420 | 182.9659 | 61.1241 | 21010.3431 | 21482
5.8958 | 420 | 182.9659 | 59.9794 | 21128.1974 | 21602.5
5.9028 | 420 | 182.9659 | 58.8611 | 21250.7463 | 21727.8
5.9097 | 420 | 182.9659 | 57.8446 | 21377.892 | 21857.8
5.9167 | 420 | 182.9659 | 56.995 | 21509.2433 | 21992.1
5.9236 | 420 | 182.9659 | 56.3502 | 21644.6046 | 22130.5
5.9306 | 420 | 182.9659 | 55.9435 | 21783.6825 | 22272.7
5.9375 | 420 | 182.9659 | 55.7889 | 21926.1835 | 22418.4
5.9444 | 420 | 182.9659 | 55.8785 | 22071.8143 | 22567.3
5.9514 | 420 | 182.9659 | 56.2018 | 22220.2814 | 22719.1
5.9583 | 420 | 182.9659 | 56.734 | 22371.2914 | 22873.5
5.9653 | 420 | 182.9659 | 57.3847 | 22524.4531 | 23030.1
5.9722 | 420 | 182.9659 | 58.0722 | 22679.6687 | 23188.8
5.9792 | 420 | 182.9659 | 58.7604 | 22836.3514 | 23349
5.9861 | 420 | 182.9659 | 59.4207 | 22994.4033 | 23510.6
5.9931 | 420 | 182.9659 | 60.0363 | 23153.4333 | 23673.2
6 | 420 | 182.9659 | 60.6077 | 23313.0501 | 23836.4
6.0069 | 420 | 182.9659 | 61.1672 | 23473.0581 | 24000
6.0139 | 420 | 182.9659 | 61.7442 | 23633.0661 | 24163.6
6.0208 | 420 | 182.9659 | 62.3375 | 23792.6829 | 24326.8
6.0278 | 420 | 182.9659 | 62.9309 | 23951.7128 | 24489.4
6.0347 | 420 | 182.9659 | 63.5153 | 24109.7648 | 24651
6.0417 | 420 | 182.9659 | 64.0556 | 24266.4474 | 24811.2
6.0486 | 420 | 182.9659 | 64.5047 | 24421.663 | 24969.9
6.0556 | 420 | 182.9659 | 64.8104 | 24574.8247 | 25126.5
6.0625 | 420 | 182.9659 | 64.9258 | 24725.8347 | 25280.9
6.0694 | 420 | 182.9659 | 64.8333 | 24874.3018 | 25432.7
6.0764 | 420 | 182.9659 | 64.5557 | 25019.9326 | 25581.6
6.0833 | 420 | 182.9659 | 64.1198 | 25162.4336 | 25727.3
6.0903 | 420 | 182.9659 | 63.5572 | 25301.5115 | 25869.5
6.0972 | 420 | 182.9659 | 62.8836 | 25436.8728 | 26007.9
6.1042 | 420 | 182.9659 | 62.106 | 25568.2241 | 26142.2
6.1111 | 420 | 182.9659 | 61.245 | 25695.3698 | 26272.2
6.1181 | 420 | 182.9659 | 60.3537 | 25817.9188 | 26397.5
6.125 | 420 | 182.9659 | 59.4756 | 25935.7731 | 26518
6.1319 | 420 | 182.9659 | 58.6472 | 26048.5416 | 26633.3
6.1389 | 420 | 182.9659 | 57.8881 | 26156.1264 | 26743.3
6.1458 | 420 | 182.9659 | 57.2007 | 26258.2342 | 26847.7
6.1528 | 420 | 182.9659 | 56.6005 | 26354.6694 | 26946.3
6.1597 | 420 | 182.9659 | 56.0917 | 26445.2362 | 27038.9
6.1667 | 420 | 182.9659 | 55.6733 | 26529.7392 | 27125.3
6.1736 | 420 | 182.9659 | 55.3167 | 26607.9828 | 27205.3
6.1806 | 420 | 182.9659 | 54.9778 | 26679.7712 | 27278.7
6.1875 | 420 | 182.9659 | 54.6371 | 26745.0068 | 27345.4
6.1944 | 420 | 182.9659 | 54.2861 | 26803.4938 | 27405.2
6.2014 | 420 | 182.9659 | 53.9288 | 26855.2323 | 27458.1
6.2083 | 420 | 182.9659 | 53.5677 | 26899.9289 | 27503.8
6.2153 | 420 | 182.9659 | 53.203 | 26937.5836 | 27542.3
6.2222 | 420 | 182.9659 | 52.8318 | 26968.0008 | 27573.4
6.2292 | 420 | 182.9659 | 52.4611 | 26991.2783 | 27597.2
6.2361 | 420 | 182.9659 | 52.1076 | 27007.2204 | 27613.5
6.2431 | 420 | 182.9659 | 51.8 | 27015.8272 | 27622.3
6.25 | 420 | 182.9659 | 51.5719 | 27017.0986 | 27623.6
6.2569 | 420 | 182.9659 | 51.4767 | 27010.9369 | 27617.3
6.2639 | 420 | 182.9659 | 51.541 | 26997.4399 | 27603.5
6.2708 | 420 | 182.9659 | 51.7685 | 26976.412 | 27582
6.2778 | 420 | 182.9659 | 52.1442 | 26948.1465 | 27553.1
6.2847 | 420 | 182.9659 | 52.6564 | 26912.4479 | 27516.6
6.2917 | 420 | 182.9659 | 53.2898 | 26869.5118 | 27472.7
6.2986 | 420 | 182.9659 | 54.0321 | 26819.3381 | 27421.4
6.3056 | 420 | 182.9659 | 54.885 | 26762.0247 | 27362.8
6.3125 | 420 | 182.9659 | 55.8223 | 26697.6694 | 27297
6.3194 | 420 | 182.9659 | 56.806 | 26626.37 | 27224.1
6.3264 | 420 | 182.9659 | 57.8192 | 26548.2243 | 27144.2
6.3333 | 420 | 182.9659 | 58.8433 | 26463.4279 | 27057.5
6.3403 | 420 | 182.9659 | 59.8648 | 26372.0785 | 26964.1
6.3472 | 420 | 182.9659 | 60.8488 | 26274.2741 | 26864.1
6.3542 | 420 | 182.9659 | 61.7685 | 26170.308 | 26757.8
6.3611 | 420 | 182.9659 | 62.6255 | 26060.2781 | 26645.3
6.3681 | 420 | 182.9659 | 63.4287 | 25944.4777 | 26526.9
6.375 | 420 | 182.9659 | 64.1622 | 25822.9068 | 26402.6
6.3819 | 420 | 182.9659 | 64.83 | 25696.0545 | 26272.9
6.3889 | 420 | 182.9659 | 65.4486 | 25563.9207 | 26137.8
6.3958 | 420 | 182.9659 | 66.013 | 25426.7989 | 25997.6
6.4028 | 420 | 182.9659 | 66.4999 | 25284.9825 | 25852.6
6.4097 | 420 | 182.9659 | 66.8971 | 25138.6671 | 25703
6.4167 | 420 | 182.9659 | 67.1775 | 24988.1462 | 25549.1
6.4236 | 420 | 182.9659 | 67.3184 | 24833.713 | 25391.2
6.4306 | 420 | 182.9659 | 67.2979 | 24675.6611 | 25229.6
6.4375 | 420 | 182.9659 | 67.106 | 24514.186 | 25064.5
6.4444 | 420 | 182.9659 | 66.7138 | 24349.679 | 24896.3
6.4514 | 420 | 182.9659 | 66.1058 | 24182.4334 | 24725.3
6.4583 | 420 | 182.9659 | 65.2636 | 24012.645 | 24551.7
6.4653 | 420 | 182.9659 | 64.1977 | 23840.7048 | 24375.9
6.4722 | 420 | 182.9659 | 62.9503 | 23667.0042 | 24198.3
6.4792 | 420 | 182.9659 | 61.5635 | 23491.6409 | 24019
6.4861 | 420 | 182.9659 | 60.0917 | 23315.1039 | 23838.5
6.4931 | 420 | 182.9659 | 58.5668 | 23137.6868 | 23657.1
6.5 | 420 | 182.9659 | 57.0197 | 22959.6827 | 23475.1
6.5069 | 420 | 182.9659 | 55.491 | 22781.4831 | 23292.9
6.5139 | 420 | 182.9659 | 54.0148 | 22603.2835 | 23110.7
6.5208 | 420 | 182.9659 | 52.6499 | 22425.5729 | 22929
6.5278 | 420 | 182.9659 | 51.4248 | 22248.5469 | 22748
6.5347 | 420 | 182.9659 | 50.3213 | 22072.5967 | 22568.1
6.5417 | 420 | 182.9659 | 49.3163 | 21898.0159 | 22389.6
6.5486 | 420 | 182.9659 | 48.4147 | 21725.1955 | 22212.9
6.5556 | 420 | 182.9659 | 47.6216 | 21554.3312 | 22038.2
6.5625 | 420 | 182.9659 | 46.9292 | 21385.8142 | 21865.9
6.5694 | 420 | 182.9659 | 46.334 | 21219.9379 | 21696.3
6.5764 | 420 | 182.9659 | 45.83 | 21056.898 | 21529.6
6.5833 | 420 | 182.9659 | 45.4147 | 20897.1834 | 21366.3
6.5903 | 420 | 182.9659 | 45.0848 | 20740.9897 | 21206.6
6.5972 | 420 | 182.9659 | 44.8426 | 20588.7083 | 21050.9
6.6042 | 420 | 182.9659 | 44.6817 | 20440.339 | 20899.2
6.6111 | 420 | 182.9659 | 44.5963 | 20296.4687 | 20752.1
6.6181 | 420 | 182.9659 | 44.5628 | 20157.1952 | 20609.7
6.625 | 420 | 182.9659 | 44.5699 | 20022.8119 | 20472.3
6.6319 | 420 | 182.9659 | 44.6234 | 19893.5145 | 20340.1
6.6389 | 420 | 182.9659 | 44.7216 | 19769.5963 | 20213.4
6.6458 | 420 | 182.9659 | 44.8658 | 19651.253 | 20092.4
6.6528 | 420 | 182.9659 | 45.0888 | 19538.7779 | 19977.4
6.6597 | 420 | 182.9659 | 45.4246 | 19432.2689 | 19868.5
6.6667 | 420 | 182.9659 | 45.9018 | 19331.9216 | 19765.9
6.6736 | 420 | 182.9659 | 46.5336 | 19238.0294 | 19669.9
6.6806 | 420 | 182.9659 | 47.3147 | 19150.5922 | 19580.5
6.6875 | 420 | 182.9659 | 48.2285 | 19069.9036 | 19498
6.6944 | 420 | 182.9659 | 49.2846 | 18996.1591 | 19422.6
6.7014 | 420 | 182.9659 | 50.4692 | 18929.2609 | 19354.2
6.7083 | 420 | 182.9659 | 51.7464 | 18869.5024 | 19293.1
6.7153 | 420 | 182.9659 | 53.0933 | 18816.9814 | 19239.4
6.7222 | 420 | 182.9659 | 54.4653 | 18771.7958 | 19193.2
6.7292 | 420 | 182.9659 | 55.7933 | 18733.9454 | 19154.5
6.7361 | 420 | 182.9659 | 57.0363 | 18703.5283 | 19123.4
6.7431 | 420 | 182.9659 | 58.191 | 18680.5442 | 19099.9
6.75 | 420 | 182.9659 | 59.2424 | 18665.1889 | 19084.2
6.7569 | 420 | 182.9659 | 60.1741 | 18657.2668 | 19076.1
6.7639 | 420 | 182.9659 | 60.9994 | 18656.9734 | 19075.8
6.7708 | 420 | 182.9659 | 61.6999 | 18664.2109 | 19083.2
6.7778 | 420 | 182.9659 | 62.2615 | 18678.9794 | 19098.3
6.7847 | 420 | 182.9659 | 62.7031 | 18701.2788 | 19121.1
6.7917 | 420 | 182.9659 | 63.0183 | 18730.9135 | 19151.4
6.7986 | 420 | 182.9659 | 63.2024 | 18768.0792 | 19189.4
6.8056 | 420 | 182.9659 | 63.2402 | 18812.4824 | 19234.8
6.8125 | 420 | 182.9659 | 63.1155 | 18864.0253 | 19287.5
6.8194 | 420 | 182.9659 | 62.8188 | 18922.708 | 19347.5
6.8264 | 420 | 182.9659 | 62.3695 | 18988.4325 | 19414.7
6.8333 | 420 | 182.9659 | 61.8031 | 19061.0034 | 19488.9
6.8403 | 420 | 182.9659 | 61.1064 | 19140.3228 | 19570
6.8472 | 420 | 182.9659 | 60.4352 | 19226.0972 | 19657.7
6.8542 | 420 | 182.9659 | 59.8409 | 19318.3268 | 19752
6.8611 | 420 | 182.9659 | 59.3326 | 19416.8158 | 19852.7
6.8681 | 420 | 182.9659 | 58.9028 | 19521.2709 | 19959.5
6.875 | 420 | 182.9659 | 58.542 | 19631.5943 | 20072.3
6.8819 | 420 | 182.9659 | 58.2429 | 19747.4925 | 20190.8
6.8889 | 420 | 182.9659 | 58.0023 | 19868.77 | 20314.8
6.8958 | 420 | 182.9659 | 57.8192 | 19995.1333 | 20444
6.9028 | 420 | 182.9659 | 57.6933 | 20126.4846 | 20578.3
6.9097 | 420 | 182.9659 | 57.6248 | 20262.4327 | 20717.3
6.9167 | 420 | 182.9659 | 57.6144 | 20402.7821 | 20860.8
6.9236 | 420 | 182.9659 | 57.6633 | 20547.337 | 21008.6
6.9306 | 420 | 182.9659 | 57.7732 | 20695.6085 | 21160.2
6.9375 | 420 | 182.9659 | 57.9459 | 20847.4987 | 21315.5
6.9444 | 420 | 182.9659 | 58.1831 | 21002.6165 | 21474.1
6.9514 | 420 | 182.9659 | 58.4861 | 21160.6684 | 21635.7
6.9583 | 420 | 182.9659 | 58.8567 | 21321.4589 | 21800.1
6.9653 | 420 | 182.9659 | 59.2962 | 21484.5966 | 21966.9
6.9722 | 420 | 182.9659 | 59.8061 | 21649.6905 | 22135.7
6.9792 | 420 | 182.9659 | 60.3877 | 21816.6426 | 22306.4
6.9861 | 420 | 182.9659 | 61.0424 | 21984.8662 | 22478.4
6.9931 | 420 | 182.9659 | 61.7719 | 22154.2634 | 22651.6
7 | 420 | 182.9659 | 62.5786 | 22324.4431 | 22825.6

## Timechart
Timechart
Time | Total suspended solids (TSS) (Pipe11) | Total suspended solids (TSS) (CSTR4) | Aerobic nitrifying organisms (NITO) (CSTR4) | Aerobic nitrifying organisms (NITO) (Pipe11)
d | g TSS/m3 | g TSS/m3 | g COD/m3 | g COD/m3
0 | 3671.3304 | 1884.6788 | 96.1667 | 187.3315
0.0069444 | 3671.3968 | 1884.7128 | 96.168 | 187.3341
0.013889 | 3685.6262 | 1884.7461 | 96.172 | 188.0646
0.020833 | 3699.8452 | 1884.7893 | 96.1756 | 188.7929
0.027778 | 3714.0325 | 1884.8394 | 96.1792 | 189.5189
0.034722 | 3728.1544 | 1884.8946 | 96.1825 | 190.2405
0.041667 | 3742.1875 | 1884.9548 | 96.1853 | 190.956
0.048611 | 3756.1472 | 1885.0427 | 96.1851 | 191.659
0.055556 | 3769.9737 | 1885.1398 | 96.1858 | 192.3559
0.0625 | 3783.6252 | 1885.2366 | 96.1911 | 193.0532
0.069444 | 3797.1085 | 1885.344 | 96.2011 | 193.7502
0.076389 | 3810.3769 | 1885.4616 | 96.2119 | 194.437
0.083333 | 3823.4261 | 1885.587 | 96.2184 | 195.1032
0.090278 | 3836.1719 | 1885.6978 | 96.2269 | 195.7594
0.097222 | 3848.6593 | 1885.8235 | 96.223 | 196.3755
0.10417 | 3860.8879 | 1885.9751 | 96.2212 | 196.9799
0.11111 | 3872.8391 | 1886.1544 | 96.224 | 197.5767
0.11806 | 3884.486 | 1886.3555 | 96.2283 | 198.1586
0.125 | 3895.7485 | 1886.5545 | 96.2324 | 198.7206
0.13194 | 3906.6462 | 1886.7646 | 96.2324 | 199.2542
0.13889 | 3917.1654 | 1886.9902 | 96.2271 | 199.7559
0.14583 | 3927.2547 | 1887.2175 | 96.2267 | 200.2455
0.15278 | 3936.9784 | 1887.4811 | 96.2271 | 200.7141
0.15972 | 3946.256 | 1887.7533 | 96.2356 | 201.1757
0.16667 | 3955.0577 | 1888.0274 | 96.2468 | 201.6188
0.17361 | 3963.3963 | 1888.313 | 96.2554 | 202.0313
0.18056 | 3971.2665 | 1888.6149 | 96.2638 | 202.4178
0.1875 | 3978.6594 | 1888.9363 | 96.272 | 202.7774
0.19444 | 3985.5159 | 1889.2565 | 96.2826 | 203.1148
0.20139 | 3991.8139 | 1889.5651 | 96.2955 | 203.4298
0.20833 | 3997.59 | 1889.8868 | 96.3026 | 203.7045
0.21528 | 4002.8342 | 1890.2243 | 96.3114 | 203.9538
0.22222 | 4007.5515 | 1890.5763 | 96.331 | 204.1977
0.22917 | 4011.7248 | 1890.9385 | 96.3584 | 204.4294
0.23611 | 4015.3218 | 1891.3067 | 96.3891 | 204.6379
0.24306 | 4018.3701 | 1891.6868 | 96.4224 | 204.823
0.25 | 4020.8662 | 1892.0808 | 96.4592 | 204.9856
0.25694 | 4022.7862 | 1892.4814 | 96.4992 | 205.1251
0.26389 | 4024.0904 | 1892.8701 | 96.545 | 205.2469
0.27083 | 4024.8281 | 1893.2665 | 96.5896 | 205.3363
0.27778 | 4025.0232 | 1893.6821 | 96.6349 | 205.3975
0.28472 | 4024.6169 | 1894.093 | 96.6883 | 205.4457
0.29167 | 4023.6382 | 1894.5023 | 96.7421 | 205.4658
0.29861 | 4022.0679 | 1894.9083 | 96.7946 | 205.4529
0.30556 | 4019.8896 | 1895.2963 | 96.8444 | 205.4052
0.3125 | 4017.1073 | 1895.6645 | 96.8859 | 205.3111
0.31944 | 4013.7839 | 1896.0392 | 96.9196 | 205.1722
0.32639 | 4009.92 | 1896.4172 | 96.9543 | 205.0072
0.33333 | 4005.5315 | 1896.7989 | 96.9878 | 204.8123
0.34028 | 4000.6238 | 1897.187 | 97.0146 | 204.5759
0.34722 | 3995.1527 | 1897.5498 | 97.0418 | 204.3144
0.35417 | 3989.1436 | 1897.8958 | 97.0583 | 204.0046
0.36111 | 3982.6149 | 1898.2263 | 97.0647 | 203.6486
0.36806 | 3975.5874 | 1898.5442 | 97.0645 | 203.2548
0.375 | 3968.0787 | 1898.8503 | 97.06 | 202.829
0.38194 | 3960.0992 | 1899.1424 | 97.0476 | 202.3641
0.38889 | 3951.6333 | 1899.402 | 97.0419 | 201.8919
0.39583 | 3942.7397 | 1899.6533 | 97.0222 | 201.3701
0.40278 | 3933.4535 | 1899.8986 | 96.9974 | 200.8184
0.40972 | 3923.7885 | 1900.1369 | 96.9804 | 200.2649
0.41667 | 3913.736 | 1900.353 | 96.9593 | 199.6855
0.42361 | 3903.3123 | 1900.5471 | 96.9315 | 199.0764
0.43056 | 3892.5523 | 1900.7249 | 96.9021 | 198.4487
0.4375 | 3881.4922 | 1900.8926 | 96.8715 | 197.8049
0.44444 | 3870.1909 | 1901.0677 | 96.8421 | 197.1509
0.45139 | 3858.7383 | 1901.2794 | 96.8186 | 196.498
0.45833 | 3847.0244 | 1901.4699 | 96.804 | 195.8524
0.46528 | 3835.1082 | 1901.6494 | 96.7939 | 195.2069
0.47222 | 3823.0125 | 1901.8174 | 96.794 | 194.5743
0.47917 | 3810.6627 | 1901.929 | 96.7967 | 193.9396
0.48611 | 3798.1337 | 1902.0059 | 96.7849 | 193.2707
0.49306 | 3785.4982 | 1902.0724 | 96.7703 | 192.5919
0.5 | 3772.829 | 1902.1496 | 96.7583 | 191.9157
0.50694 | 3760.1501 | 1902.2379 | 96.7535 | 191.2524
0.51389 | 3747.4659 | 1902.3281 | 96.7588 | 190.6087
0.52083 | 3734.8616 | 1902.4517 | 96.7715 | 189.9802
0.52778 | 3722.2308 | 1902.535 | 96.7916 | 189.3688
0.53472 | 3709.6204 | 1902.5979 | 96.8092 | 188.7553
0.54167 | 3697.0734 | 1902.6462 | 96.8232 | 188.1393
0.54861 | 3684.6387 | 1902.6851 | 96.8388 | 187.5329
0.55556 | 3672.3217 | 1902.7134 | 96.8578 | 186.9399
0.5625 | 3660.1493 | 1902.7288 | 96.8803 | 186.362
0.56944 | 3648.1398 | 1902.7289 | 96.9022 | 185.7925
0.57639 | 3636.2423 | 1902.6745 | 96.9249 | 185.2352
0.58333 | 3624.579 | 1902.6133 | 96.9382 | 184.6724
0.59028 | 3613.1627 | 1902.5437 | 96.9497 | 184.1193
0.59722 | 3602.0111 | 1902.4668 | 96.9628 | 183.5833
0.60417 | 3591.16 | 1902.3812 | 96.9794 | 183.0698
0.61111 | 3580.5983 | 1902.2727 | 96.9954 | 182.5719
0.61806 | 3570.3534 | 1902.1475 | 97.0083 | 182.0857
0.625 | 3560.4807 | 1902.0227 | 97.0183 | 181.6128
0.63194 | 3551.0046 | 1901.9032 | 97.0319 | 181.1663
0.63889 | 3541.9387 | 1901.7798 | 97.0482 | 180.7458
0.64583 | 3533.2715 | 1901.6463 | 97.0669 | 180.3509
0.65278 | 3525.0208 | 1901.4957 | 97.0864 | 179.9803
0.65972 | 3517.1874 | 1901.3243 | 97.1029 | 179.627
0.66667 | 3509.805 | 1901.1376 | 97.1158 | 179.2913
0.67361 | 3502.8865 | 1900.9427 | 97.1266 | 178.9761
0.68056 | 3496.4849 | 1900.7516 | 97.1394 | 178.6907
0.6875 | 3490.6505 | 1900.5917 | 97.1554 | 178.4369
0.69444 | 3485.2803 | 1900.3988 | 97.1708 | 178.2087
0.70139 | 3480.4188 | 1900.193 | 97.1813 | 177.9985
0.70833 | 3475.9713 | 1899.9142 | 97.1833 | 177.8009
0.71528 | 3472.0882 | 1899.6401 | 97.1762 | 177.6149
0.72222 | 3468.7488 | 1899.3598 | 97.1679 | 177.4551
0.72917 | 3465.9568 | 1899.0709 | 97.1578 | 177.3207
0.73611 | 3463.7509 | 1898.7908 | 97.1474 | 177.215
0.74306 | 3462.1392 | 1898.5239 | 97.1383 | 177.141
0.75 | 3461.0535 | 1898.2246 | 97.1249 | 177.0888
0.75694 | 3460.5156 | 1897.9135 | 97.1062 | 177.0563
0.76389 | 3460.5611 | 1897.6059 | 97.0861 | 177.0507
0.77083 | 3461.1891 | 1897.3015 | 97.0652 | 177.073
0.77778 | 3462.5419 | 1897.0782 | 97.054 | 177.1427
0.78472 | 3464.4049 | 1896.8189 | 97.0429 | 177.242
0.79167 | 3466.8023 | 1896.5452 | 97.0265 | 177.3603
0.79861 | 3469.7422 | 1896.2619 | 97.006 | 177.4997
0.80556 | 3473.1163 | 1895.91 | 96.9745 | 177.6476
0.8125 | 3477.0633 | 1895.5738 | 96.9389 | 177.8156
0.81944 | 3481.6898 | 1895.3113 | 96.9125 | 178.0285
0.82639 | 3486.8576 | 1895.0557 | 96.891 | 178.2772
0.83333 | 3492.5337 | 1894.7933 | 96.8693 | 178.552
0.84028 | 3498.7206 | 1894.534 | 96.8454 | 178.8487
0.84722 | 3505.3147 | 1894.2261 | 96.8132 | 179.1554
0.85417 | 3512.4724 | 1893.9624 | 96.7793 | 179.4833
0.86111 | 3520.1661 | 1893.7321 | 96.7515 | 179.8467
0.86806 | 3528.3261 | 1893.5142 | 96.7278 | 180.2401
0.875 | 3536.9319 | 1893.2977 | 96.7055 | 180.6587
0.88194 | 3545.9576 | 1893.0812 | 96.6825 | 181.0973
0.88889 | 3555.4303 | 1892.8913 | 96.6608 | 181.5586
0.89583 | 3565.3412 | 1892.7273 | 96.6407 | 182.0426
0.90278 | 3575.5904 | 1892.5525 | 96.6188 | 182.5415
0.90972 | 3586.1935 | 1892.3792 | 96.5935 | 183.0515
0.91667 | 3596.995 | 1892.1421 | 96.5577 | 183.5579
0.92361 | 3608.1329 | 1891.926 | 96.5145 | 184.0649
0.93056 | 3619.6108 | 1891.7366 | 96.4729 | 184.5894
0.9375 | 3631.4043 | 1891.5769 | 96.4365 | 185.1364
0.94444 | 3643.3929 | 1891.3963 | 96.3959 | 185.6873
0.95139 | 3655.5881 | 1891.2167 | 96.3504 | 186.2385
0.95833 | 3668.0165 | 1891.0557 | 96.3043 | 186.7983
0.96528 | 3680.6621 | 1890.9247 | 96.2606 | 187.3701
0.97222 | 3693.5608 | 1890.8495 | 96.2239 | 187.9625
0.97917 | 3706.6301 | 1890.8031 | 96.1942 | 188.574
0.98611 | 3719.7721 | 1890.7473 | 96.1653 | 189.1914
0.99306 | 3732.988 | 1890.6982 | 96.135 | 189.8087
1 | 3746.2833 | 1890.6624 | 96.1051 | 190.4289
1.0069 | 3759.6171 | 1890.6424 | 96.0768 | 191.0525
1.0139 | 3772.9925 | 1890.6471 | 96.0516 | 191.6815
1.0208 | 3786.3967 | 1890.6814 | 96.0309 | 192.3176
1.0278 | 3799.8078 | 1890.7493 | 96.0157 | 192.9611
1.0347 | 3813.2606 | 1890.8828 | 96.008 | 193.6151
1.0417 | 3826.6353 | 1891.0261 | 96.0079 | 194.2793
1.0486 | 3839.8733 | 1891.1728 | 96.0122 | 194.9451
1.0556 | 3852.9568 | 1891.3179 | 96.0215 | 195.6132
1.0625 | 3865.8524 | 1891.4601 | 96.0355 | 196.2817
1.0694 | 3878.5649 | 1891.6168 | 96.0463 | 196.9331
1.0764 | 3891.0885 | 1891.7924 | 96.0569 | 197.5724
1.0833 | 3903.3963 | 1891.985 | 96.0693 | 198.2027
1.0903 | 3915.4593 | 1892.1952 | 96.0849 | 198.8254
1.0972 | 3927.2864 | 1892.4309 | 96.1024 | 199.4374
1.1042 | 3938.8613 | 1892.7024 | 96.1221 | 200.0375
1.1111 | 3950.0749 | 1892.9648 | 96.1726 | 200.6847
1.1181 | 3960.8961 | 1893.2106 | 96.2073 | 201.2808
1.125 | 3971.3357 | 1893.4599 | 96.2231 | 201.818
1.1319 | 3981.4012 | 1893.7198 | 96.2361 | 202.3291
1.1389 | 3991.0799 | 1893.9952 | 96.2496 | 202.8199
1.1458 | 4000.3503 | 1894.2833 | 96.2629 | 203.288
1.1528 | 4009.1971 | 1894.5877 | 96.2754 | 203.7314
1.1597 | 4017.6241 | 1894.9137 | 96.2885 | 204.1524
1.1667 | 4025.5933 | 1895.2544 | 96.3006 | 204.5463
1.1736 | 4033.0786 | 1895.6047 | 96.3132 | 204.9155
1.1806 | 4040.081 | 1895.9653 | 96.3347 | 205.2781
1.1875 | 4046.5717 | 1896.3335 | 96.3612 | 205.6244
1.1944 | 4052.5395 | 1896.7078 | 96.3833 | 205.9342
1.2014 | 4058.0121 | 1897.1085 | 96.3985 | 206.2013
1.2083 | 4062.9278 | 1897.5104 | 96.4245 | 206.463
1.2153 | 4067.2934 | 1897.9168 | 96.4599 | 206.7166
1.2222 | 4071.0659 | 1898.3115 | 96.517 | 206.9876
1.2292 | 4074.2376 | 1898.7019 | 96.5542 | 207.1862
1.2361 | 4076.8263 | 1899.0892 | 96.582 | 207.3352
1.2431 | 4078.8331 | 1899.4813 | 96.6086 | 207.4515
1.25 | 4080.2732 | 1899.8854 | 96.6371 | 207.542
1.2569 | 4081.1439 | 1900.3004 | 96.6698 | 207.611
1.2639 | 4081.4281 | 1900.7222 | 96.7081 | 207.6616
1.2708 | 4081.1364 | 1901.1486 | 96.7503 | 207.6908
1.2778 | 4080.2459 | 1901.5764 | 96.7945 | 207.6937
1.2847 | 4078.7696 | 1902.0047 | 96.8404 | 207.6702
1.2917 | 4076.7132 | 1902.4363 | 96.8862 | 207.6165
1.2986 | 4074.1064 | 1902.8817 | 96.9175 | 207.5023
1.3056 | 4070.8755 | 1903.3066 | 96.9573 | 207.3764
1.3125 | 4067.0595 | 1903.7258 | 96.9976 | 207.2226
1.3194 | 4062.6769 | 1904.1446 | 97.0433 | 207.0512
1.3264 | 4057.752 | 1904.5636 | 97.123 | 206.9246
1.3333 | 4052.2872 | 1904.9878 | 97.2012 | 206.7662
1.3403 | 4046.268 | 1905.4032 | 97.2731 | 206.5669
1.3472 | 4039.71 | 1905.8065 | 97.3342 | 206.3179
1.3542 | 4032.6235 | 1906.2025 | 97.3889 | 206.0288
1.3611 | 4025.049 | 1906.5996 | 97.4213 | 205.6674
1.3681 | 4017.0003 | 1906.9971 | 97.4935 | 205.3656
1.375 | 4008.4803 | 1907.3929 | 97.586 | 205.0818
1.3819 | 3999.4806 | 1907.772 | 97.6714 | 204.7597
1.3889 | 3990.0254 | 1908.1387 | 97.7277 | 204.3541
1.3958 | 3980.1264 | 1908.4874 | 97.79 | 203.9398
1.4028 | 3969.7941 | 1908.8158 | 97.8393 | 203.478
1.4097 | 3959.0541 | 1909.1248 | 97.8795 | 202.978
1.4167 | 3947.932 | 1909.4231 | 97.9198 | 202.4595
1.4236 | 3936.4737 | 1909.7103 | 97.9607 | 201.9257
1.4306 | 3924.6921 | 1909.9927 | 98.0124 | 201.3978
1.4375 | 3912.5823 | 1910.2528 | 98.0867 | 200.9012
1.4444 | 3900.1348 | 1910.4783 | 98.126 | 200.3188
1.4514 | 3887.401 | 1910.6751 | 98.1462 | 199.6852
1.4583 | 3874.4287 | 1910.8587 | 98.1601 | 199.0279
1.4653 | 3861.2909 | 1911.0537 | 98.173 | 198.3589
1.4722 | 3847.9276 | 1911.2151 | 98.1878 | 197.6855
1.4792 | 3834.3775 | 1911.3542 | 98.1902 | 196.98
1.4861 | 3820.7016 | 1911.4857 | 98.1877 | 196.2589
1.4931 | 3806.9172 | 1911.6064 | 98.188 | 195.5389
1.5 | 3793.0469 | 1911.7122 | 98.1921 | 194.8239
1.5069 | 3779.0937 | 1911.7964 | 98.1948 | 194.104
1.5139 | 3765.0913 | 1911.8564 | 98.1941 | 193.3773
1.5208 | 3751.0524 | 1911.8904 | 98.1886 | 192.6421
1.5278 | 3737.0132 | 1911.9007 | 98.1776 | 191.8986
1.5347 | 3723.014 | 1911.8959 | 98.1634 | 191.1524
1.5417 | 3709.065 | 1911.8691 | 98.1476 | 190.4083
1.5486 | 3695.1477 | 1911.7904 | 98.1252 | 189.6583
1.5556 | 3681.4079 | 1911.7308 | 98.1008 | 188.912
1.5625 | 3667.8536 | 1911.6786 | 98.0823 | 188.1862
1.5694 | 3654.5068 | 1911.6291 | 98.0715 | 187.4856
1.5764 | 3641.4375 | 1911.611 | 98.0677 | 186.8096
1.5833 | 3628.5293 | 1911.5511 | 98.0751 | 186.1673
1.5903 | 3615.817 | 1911.4511 | 98.078 | 185.5304
1.5972 | 3603.3087 | 1911.3066 | 98.0692 | 184.8859
1.6042 | 3591.0636 | 1911.1364 | 98.0526 | 184.2428
1.6111 | 3579.1294 | 1910.9532 | 98.032 | 183.6095
1.6181 | 3567.5469 | 1910.7663 | 98.0092 | 182.9906
1.625 | 3556.3301 | 1910.5751 | 97.9852 | 182.3889
1.6319 | 3545.3907 | 1910.3194 | 97.956 | 181.798
1.6389 | 3534.8698 | 1910.0624 | 97.9214 | 181.2188
1.6458 | 3524.7978 | 1909.8206 | 97.888 | 180.6638
1.6528 | 3515.1801 | 1909.5762 | 97.8557 | 180.1343
1.6597 | 3505.9789 | 1909.3086 | 97.8212 | 179.6248
1.6667 | 3497.2376 | 1909.0289 | 97.7846 | 179.1362
1.6736 | 3488.948 | 1908.7283 | 97.746 | 178.6691
1.6806 | 3481.1673 | 1908.4255 | 97.7076 | 178.2289
1.6875 | 3474.0016 | 1908.1744 | 97.6764 | 177.8286
1.6944 | 3467.2946 | 1907.8855 | 97.6467 | 177.4581
1.7014 | 3461.0808 | 1907.569 | 97.612 | 177.1067
1.7083 | 3455.392 | 1907.2383 | 97.573 | 176.7754
1.7153 | 3450.2549 | 1906.904 | 97.5329 | 176.471
1.7222 | 3445.6747 | 1906.5647 | 97.493 | 176.196
1.7292 | 3441.5104 | 1906.1385 | 97.4425 | 175.9313
1.7361 | 3437.956 | 1905.7326 | 97.3906 | 175.6935
1.7431 | 3435.0076 | 1905.3365 | 97.3424 | 175.4922
1.75 | 3432.6425 | 1904.9464 | 97.2964 | 175.3246
1.7569 | 3430.8885 | 1904.5652 | 97.253 | 175.1917
1.7639 | 3429.7301 | 1904.193 | 97.2123 | 175.0936
1.7708 | 3429.1631 | 1903.8234 | 97.1728 | 175.0275
1.7778 | 3429.1818 | 1903.4577 | 97.1345 | 174.9931
1.7847 | 3429.7943 | 1903.1005 | 97.0976 | 174.9906
1.7917 | 3430.9726 | 1902.7365 | 97.0593 | 175.0153
1.7986 | 3432.6868 | 1902.358 | 97.0175 | 175.062
1.8056 | 3434.9573 | 1901.9722 | 96.9724 | 175.1319
1.8125 | 3437.7605 | 1901.5746 | 96.9251 | 175.2259
1.8194 | 3441.1044 | 1901.1701 | 96.8739 | 175.3411
1.8264 | 3445.0029 | 1900.7792 | 96.8224 | 175.4825
1.8333 | 3449.4693 | 1900.4093 | 96.7736 | 175.6557
1.8403 | 3454.4706 | 1900.0508 | 96.7268 | 175.8585
1.8472 | 3459.9156 | 1899.6582 | 96.6752 | 176.0779
1.8542 | 3465.8143 | 1899.2456 | 96.6152 | 176.3071
1.8611 | 3472.2181 | 1898.8498 | 96.554 | 176.5577
1.8681 | 3479.1206 | 1898.4757 | 96.4949 | 176.8353
1.875 | 3486.5218 | 1898.1318 | 96.44 | 177.1426
1.8819 | 3494.4578 | 1897.8457 | 96.3938 | 177.4875
1.8889 | 3502.9321 | 1897.6317 | 96.3615 | 177.8785
1.8958 | 3511.7443 | 1897.3852 | 96.3334 | 178.297
1.9028 | 3520.8935 | 1897.1228 | 96.3067 | 178.7367
1.9097 | 3530.3527 | 1896.8344 | 96.2761 | 179.1872
1.9167 | 3540.0734 | 1896.5106 | 96.2392 | 179.6424
1.9236 | 3550.1437 | 1896.207 | 96.2022 | 180.1131
1.9306 | 3560.5897 | 1895.9497 | 96.1719 | 180.6107
1.9375 | 3571.4025 | 1895.7458 | 96.1519 | 181.1409
1.9444 | 3582.4801 | 1895.5532 | 96.1381 | 181.6951
1.9514 | 3593.7546 | 1895.3481 | 96.1244 | 182.2608
1.9583 | 3605.2303 | 1895.1451 | 96.11 | 182.835
1.9653 | 3616.9148 | 1894.9643 | 96.0979 | 183.4219
1.9722 | 3628.7949 | 1894.8026 | 96.088 | 184.0212
1.9792 | 3640.8291 | 1894.6621 | 96.0799 | 184.6296
1.9861 | 3653.0087 | 1894.5422 | 96.0735 | 185.2465
1.9931 | 3665.3105 | 1894.4464 | 96.0676 | 185.8683
2 | 3677.7066 | 1894.3761 | 96.0636 | 186.4962
2.0069 | 3690.1678 | 1894.324 | 96.0616 | 187.1293
2.0139 | 3702.6466 | 1894.2811 | 96.0628 | 187.7686
2.0208 | 3715.1296 | 1894.2563 | 96.0625 | 188.4035
2.0278 | 3727.526 | 1894.2111 | 96.0556 | 189.0231
2.0347 | 3739.8808 | 1894.184 | 96.0434 | 189.6282
2.0417 | 3752.1387 | 1894.1624 | 96.0267 | 190.2189
2.0486 | 3764.3314 | 1894.166 | 96.0064 | 190.7964
2.0556 | 3776.421 | 1894.1987 | 95.9869 | 191.367
2.0625 | 3788.3831 | 1894.2519 | 95.9693 | 191.9325
2.0694 | 3800.0716 | 1894.2679 | 95.9504 | 192.4851
2.0764 | 3811.6052 | 1894.3175 | 95.927 | 193.0172
2.0833 | 3822.9361 | 1894.388 | 95.9087 | 193.5469
2.0903 | 3834.0275 | 1894.4725 | 95.895 | 194.0719
2.0972 | 3844.8598 | 1894.5727 | 95.8843 | 194.5884
2.1042 | 3855.409 | 1894.6878 | 95.8769 | 195.0952
2.1111 | 3865.6466 | 1894.8115 | 95.8717 | 195.5899
2.1181 | 3875.5213 | 1894.9336 | 95.87 | 196.0735
2.125 | 3885.0356 | 1895.0592 | 95.8647 | 196.5309
2.1319 | 3894.2038 | 1895.2101 | 95.8595 | 196.9685
2.1389 | 3903.0287 | 1895.3913 | 95.8579 | 197.3927
2.1458 | 3911.4739 | 1895.5961 | 95.8665 | 197.816
2.1528 | 3919.5081 | 1895.8169 | 95.8831 | 198.2335
2.1597 | 3927.1218 | 1896.0563 | 95.9051 | 198.6392
2.1667 | 3934.3172 | 1896.3229 | 95.9314 | 199.0297
2.1736 | 3941.002 | 1896.5798 | 95.9626 | 199.4057
2.1806 | 3947.1875 | 1896.8397 | 95.9907 | 199.7499
2.1875 | 3952.8771 | 1897.1081 | 96.0171 | 200.0643
2.1944 | 3958.0589 | 1897.3869 | 96.044 | 200.3532
2.2014 | 3962.7335 | 1897.6761 | 96.0755 | 200.6252
2.2083 | 3966.875 | 1897.9748 | 96.1133 | 200.8821
2.2153 | 3970.4309 | 1898.2579 | 96.1606 | 201.1314
2.2222 | 3973.4185 | 1898.5412 | 96.1971 | 201.3289
2.2292 | 3975.8688 | 1898.8358 | 96.2264 | 201.4832
2.2361 | 3977.7691 | 1899.1432 | 96.262 | 201.6215
2.2431 | 3979.1107 | 1899.4594 | 96.3054 | 201.7468
2.25 | 3979.8761 | 1899.7761 | 96.3478 | 201.8408
2.2569 | 3980.0461 | 1900.088 | 96.379 | 201.8817
2.2639 | 3979.6375 | 1900.3996 | 96.405 | 201.8823
2.2708 | 3978.6335 | 1900.7104 | 96.4344 | 201.8598
2.2778 | 3977.0609 | 1901.0222 | 96.4671 | 201.8154
2.2847 | 3974.9033 | 1901.3347 | 96.4994 | 201.7404
2.2917 | 3972.1705 | 1901.6454 | 96.5335 | 201.6399
2.2986 | 3968.8577 | 1901.9521 | 96.5678 | 201.5108
2.3056 | 3964.9703 | 1902.2539 | 96.5943 | 201.3367
2.3125 | 3960.5137 | 1902.5497 | 96.6153 | 201.1229
2.3194 | 3955.4906 | 1902.8372 | 96.64 | 200.8887
2.3264 | 3949.9327 | 1903.1281 | 96.6449 | 200.5859
2.3333 | 3943.8229 | 1903.4067 | 96.667 | 200.2922
2.3403 | 3937.1516 | 1903.6649 | 96.7028 | 200.0003
2.3472 | 3929.9154 | 1903.8972 | 96.7139 | 199.6314
2.3542 | 3922.151 | 1904.1101 | 96.7055 | 199.1973
2.3611 | 3913.8853 | 1904.313 | 96.6923 | 198.7291
2.3681 | 3905.1438 | 1904.5069 | 96.6769 | 198.2336
2.375 | 3895.9186 | 1904.6879 | 96.6592 | 197.7103
2.3819 | 3886.2612 | 1904.8624 | 96.6397 | 197.1624
2.3889 | 3876.2438 | 1905.0658 | 96.6223 | 196.5978
2.3958 | 3865.7562 | 1905.2328 | 96.6137 | 196.0312
2.4028 | 3854.7676 | 1905.3365 | 96.5969 | 195.4293
2.4097 | 3843.3012 | 1905.3802 | 96.564 | 194.7771
2.4167 | 3831.5326 | 1905.4391 | 96.5303 | 194.107
2.4236 | 3819.4729 | 1905.5072 | 96.5023 | 193.4329
2.4306 | 3807.2969 | 1905.6604 | 96.4911 | 192.7784
2.4375 | 3794.7743 | 1905.7764 | 96.4872 | 192.1248
2.4444 | 3781.9807 | 1905.8774 | 96.4854 | 191.4636
2.4514 | 3768.9411 | 1905.9641 | 96.4855 | 190.7948
2.4583 | 3755.5683 | 1905.9845 | 96.4808 | 190.1065
2.4653 | 3742.0484 | 1906.0166 | 96.4758 | 189.4091
2.4722 | 3728.4339 | 1906.0717 | 96.4801 | 188.723
2.4792 | 3714.7522 | 1906.16 | 96.4959 | 188.0526
2.4861 | 3700.9142 | 1906.2163 | 96.5189 | 187.3913
2.4931 | 3686.8878 | 1906.2117 | 96.5386 | 186.7196
2.5 | 3672.8163 | 1906.2078 | 96.5565 | 186.0418
2.5069 | 3658.723 | 1906.2005 | 96.5783 | 185.3704
2.5139 | 3644.6154 | 1906.1857 | 96.6018 | 184.7021
2.5208 | 3630.5388 | 1906.1669 | 96.6327 | 184.0493
2.5278 | 3616.4853 | 1906.1315 | 96.6673 | 183.4059
2.5347 | 3602.4806 | 1906.0768 | 96.6999 | 182.7625
2.5417 | 3588.5766 | 1906.0177 | 96.7319 | 182.1232
2.5486 | 3574.8464 | 1905.9766 | 96.7679 | 181.4977
2.5556 | 3561.2087 | 1905.9021 | 96.8119 | 180.8946
2.5625 | 3547.707 | 1905.8005 | 96.8507 | 180.2906
2.5694 | 3534.369 | 1905.674 | 96.8813 | 179.6814
2.5764 | 3521.2242 | 1905.5299 | 96.9057 | 179.0718
2.5833 | 3508.318 | 1905.3718 | 96.927 | 178.4695
2.5903 | 3495.6222 | 1905.1758 | 96.9451 | 177.8751
2.5972 | 3483.1807 | 1904.9485 | 96.9536 | 177.2788
2.6042 | 3471.0531 | 1904.7225 | 96.9547 | 176.6845
2.6111 | 3459.2856 | 1904.4976 | 96.9541 | 176.1052
2.6181 | 3447.8752 | 1904.2681 | 96.9567 | 175.5502
2.625 | 3436.8515 | 1904.0375 | 96.9605 | 175.017
2.6319 | 3426.2036 | 1903.7914 | 96.9715 | 174.5171
2.6389 | 3415.8826 | 1903.4896 | 96.9743 | 174.024
2.6458 | 3405.9524 | 1903.1588 | 96.9614 | 173.5252
2.6528 | 3396.4606 | 1902.8125 | 96.9425 | 173.0394
2.6597 | 3387.4213 | 1902.4543 | 96.9198 | 172.5709
2.6667 | 3378.8611 | 1902.0906 | 96.8959 | 172.1253
2.6736 | 3370.7832 | 1901.7103 | 96.8697 | 171.7016
2.6806 | 3363.2027 | 1901.3219 | 96.8386 | 171.2955
2.6875 | 3356.1722 | 1900.9422 | 96.8086 | 170.9185
2.6944 | 3349.6922 | 1900.563 | 96.7805 | 170.573
2.7014 | 3343.7368 | 1900.1743 | 96.7544 | 170.2587
2.7083 | 3338.3223 | 1899.7723 | 96.7286 | 169.9736
2.7153 | 3333.4531 | 1899.3553 | 96.7028 | 169.7177
2.7222 | 3329.1494 | 1898.9304 | 96.6768 | 169.4909
2.7292 | 3325.4697 | 1898.5313 | 96.6538 | 169.2989
2.7361 | 3322.4633 | 1898.1819 | 96.6393 | 169.1516
2.7431 | 3320.0146 | 1897.8166 | 96.6328 | 169.0481
2.75 | 3318.1551 | 1897.4448 | 96.6301 | 168.9818
2.7569 | 3316.8673 | 1897.0655 | 96.6308 | 168.9513
2.7639 | 3316.1658 | 1896.6783 | 96.634 | 168.9555
2.7708 | 3316.0447 | 1896.2846 | 96.6385 | 168.9924
2.7778 | 3316.4509 | 1895.8543 | 96.6424 | 169.0583
2.7847 | 3317.4225 | 1895.4092 | 96.6403 | 169.1437
2.7917 | 3318.9679 | 1894.9634 | 96.6392 | 169.2605
2.7986 | 3321.0982 | 1894.5145 | 96.6375 | 169.4062
2.8056 | 3323.8083 | 1894.073 | 96.636 | 169.5815
2.8125 | 3327.0999 | 1893.6445 | 96.6368 | 169.7891
2.8194 | 3330.9662 | 1893.2251 | 96.6392 | 170.0283
2.8264 | 3335.3795 | 1892.8039 | 96.6402 | 170.2933
2.8333 | 3340.3261 | 1892.382 | 96.6378 | 170.5797
2.8403 | 3345.8336 | 1891.9793 | 96.6351 | 170.8925
2.8472 | 3351.8808 | 1891.597 | 96.6325 | 171.2313
2.8542 | 3358.4751 | 1891.2395 | 96.6303 | 171.5967
2.8611 | 3365.5889 | 1890.8996 | 96.6319 | 171.994
2.8681 | 3373.1891 | 1890.5719 | 96.637 | 172.4213
2.875 | 3381.2411 | 1890.2414 | 96.6452 | 172.8778
2.8819 | 3389.6949 | 1889.8932 | 96.6507 | 173.3518
2.8889 | 3398.5452 | 1889.5331 | 96.6499 | 173.836
2.8958 | 3407.831 | 1889.1956 | 96.6486 | 174.3398
2.9028 | 3417.5438 | 1888.8802 | 96.6486 | 174.8659
2.9097 | 3427.59 | 1888.5522 | 96.6455 | 175.4049
2.9167 | 3437.9844 | 1888.2283 | 96.6381 | 175.9535
2.9236 | 3448.6984 | 1887.9013 | 96.6268 | 176.5117
2.9306 | 3459.6625 | 1887.5543 | 96.609 | 177.0728
2.9375 | 3470.9968 | 1887.2569 | 96.5935 | 177.6524
2.9444 | 3482.6604 | 1887.0031 | 96.585 | 178.2577
2.9514 | 3494.6594 | 1886.8081 | 96.5845 | 178.8893
2.9583 | 3506.8709 | 1886.6137 | 96.5889 | 179.5411
2.9653 | 3519.2825 | 1886.4295 | 96.5935 | 180.2028
2.9722 | 3531.8649 | 1886.2561 | 96.6007 | 180.8771
2.9792 | 3544.6057 | 1886.091 | 96.6108 | 181.5645
2.9861 | 3557.4535 | 1885.9312 | 96.6214 | 182.2581
2.9931 | 3570.3091 | 1885.7282 | 96.6265 | 182.946
3 | 3583.2429 | 1885.5358 | 96.6232 | 183.6213
3.0069 | 3596.2608 | 1885.3728 | 96.6213 | 184.3006
3.0139 | 3609.3313 | 1885.2344 | 96.6228 | 184.9868
3.0208 | 3622.4328 | 1885.1171 | 96.6272 | 185.6784
3.0278 | 3635.5391 | 1885.0307 | 96.6354 | 186.3745
3.0347 | 3648.6464 | 1884.9771 | 96.6481 | 187.0763
3.0417 | 3661.6395 | 1884.9122 | 96.6595 | 187.7711
3.0486 | 3674.5692 | 1884.874 | 96.6693 | 188.4571
3.0556 | 3687.4336 | 1884.8768 | 96.6813 | 189.1401
3.0625 | 3700.1983 | 1884.9105 | 96.7009 | 189.8299
3.0694 | 3712.7963 | 1884.9601 | 96.7292 | 190.5269
3.0764 | 3725.2077 | 1885.0193 | 96.7607 | 191.2202
3.0833 | 3737.4105 | 1885.0924 | 96.7929 | 191.903
3.0903 | 3749.3859 | 1885.1813 | 96.8277 | 192.5779
3.0972 | 3761.1113 | 1885.2897 | 96.8659 | 193.2454
3.1042 | 3772.5769 | 1885.4166 | 96.9077 | 193.9051
3.1111 | 3783.7447 | 1885.5542 | 96.956 | 194.5617
3.1181 | 3794.5874 | 1885.7043 | 97.0034 | 195.1992
3.125 | 3805.0953 | 1885.8656 | 97.044 | 195.8048
3.1319 | 3815.2456 | 1886.0419 | 97.0824 | 196.3865
3.1389 | 3825.041 | 1886.2384 | 97.1159 | 196.9382
3.1458 | 3834.4544 | 1886.4528 | 97.1712 | 197.5129
3.1528 | 3843.4583 | 1886.6829 | 97.2411 | 198.0948
3.1597 | 3852.036 | 1886.9204 | 97.3018 | 198.6358
3.1667 | 3860.1381 | 1887.1564 | 97.3564 | 199.1404
3.1736 | 3867.7529 | 1887.3888 | 97.3972 | 199.5923
3.1806 | 3874.923 | 1887.6459 | 97.421 | 199.984
3.1875 | 3881.6059 | 1887.9108 | 97.4578 | 200.3764
3.1944 | 3887.7866 | 1888.1838 | 97.5023 | 200.7581
3.2014 | 3893.4438 | 1888.4582 | 97.5431 | 201.105
3.2083 | 3898.5393 | 1888.7231 | 97.5831 | 201.4227
3.2153 | 3903.0619 | 1888.9734 | 97.6175 | 201.7006
3.2222 | 3907.0453 | 1889.2326 | 97.6339 | 201.9128
3.2292 | 3910.4942 | 1889.5033 | 97.6489 | 202.0929
3.2361 | 3913.3959 | 1889.7794 | 97.6658 | 202.2484
3.2431 | 3915.7227 | 1890.055 | 97.6808 | 202.3703
3.25 | 3917.4588 | 1890.3227 | 97.6884 | 202.4471
3.2569 | 3918.6214 | 1890.5908 | 97.6902 | 202.4821
3.2639 | 3919.2252 | 1890.8665 | 97.6908 | 202.485
3.2708 | 3919.2785 | 1891.1503 | 97.6914 | 202.4586
3.2778 | 3918.7528 | 1891.4361 | 97.7001 | 202.4191
3.2847 | 3917.6205 | 1891.7031 | 97.7065 | 202.3452
3.2917 | 3915.8757 | 1891.9486 | 97.7013 | 202.2181
3.2986 | 3913.5496 | 1892.1842 | 97.6888 | 202.047
3.3056 | 3910.6646 | 1892.4169 | 97.6735 | 201.8416
3.3125 | 3907.2468 | 1892.6595 | 97.6582 | 201.6077
3.3194 | 3903.3605 | 1892.9395 | 97.6469 | 201.3541
3.3264 | 3898.8854 | 1893.1914 | 97.6355 | 201.073
3.3333 | 3893.8649 | 1893.4326 | 97.619 | 200.7546
3.3403 | 3888.3189 | 1893.6653 | 97.599 | 200.403
3.3472 | 3882.2452 | 1893.8885 | 97.5766 | 200.0204
3.3542 | 3875.6458 | 1894.0883 | 97.5498 | 199.6044
3.3611 | 3868.5023 | 1894.2556 | 97.5167 | 199.1514
3.3681 | 3860.9164 | 1894.4288 | 97.481 | 198.6698
3.375 | 3852.9413 | 1894.6302 | 97.4484 | 198.1721
3.3819 | 3844.4991 | 1894.8068 | 97.4146 | 197.6509
3.3889 | 3835.621 | 1894.9739 | 97.3774 | 197.1018
3.3958 | 3826.3408 | 1895.1328 | 97.3382 | 196.5294
3.4028 | 3816.576 | 1895.2352 | 97.2926 | 195.9253
3.4097 | 3806.4291 | 1895.3201 | 97.2409 | 195.2918
3.4167 | 3795.9503 | 1895.4048 | 97.1895 | 194.6426
3.4236 | 3785.1363 | 1895.4797 | 97.1391 | 193.9797
3.4306 | 3774.0375 | 1895.5511 | 97.0897 | 193.3054
3.4375 | 3762.672 | 1895.6201 | 97.0419 | 192.6214
3.4444 | 3751.0622 | 1895.6904 | 96.996 | 191.929
3.4514 | 3739.2484 | 1895.7668 | 96.9548 | 191.2356
3.4583 | 3727.2434 | 1895.8441 | 96.9189 | 190.5433
3.4653 | 3715.0778 | 1895.9262 | 96.8899 | 189.8563
3.4722 | 3702.7554 | 1895.9995 | 96.862 | 189.1648
3.4792 | 3690.1689 | 1896.0049 | 96.8282 | 188.4554
3.4861 | 3677.499 | 1896.0149 | 96.7916 | 187.7364
3.4931 | 3664.7665 | 1896.0244 | 96.7608 | 187.026
3.5 | 3651.9391 | 1896.0126 | 96.7328 | 186.3186
3.5069 | 3639.0596 | 1895.9817 | 96.7047 | 185.6106
3.5139 | 3626.1673 | 1895.9398 | 96.6788 | 184.9075
3.5208 | 3613.2822 | 1895.8854 | 96.6553 | 184.2109
3.5278 | 3600.4374 | 1895.8235 | 96.6338 | 183.5214
3.5347 | 3587.7135 | 1895.7803 | 96.6186 | 182.8481
3.5417 | 3575.1463 | 1895.7627 | 96.6122 | 182.1972
3.5486 | 3562.5657 | 1895.6646 | 96.604 | 181.5501
3.5556 | 3550.1375 | 1895.565 | 96.5905 | 180.901
3.5625 | 3537.8924 | 1895.4682 | 96.5792 | 180.2651
3.5694 | 3525.8553 | 1895.3669 | 96.5711 | 179.6464
3.5764 | 3514.0443 | 1895.2666 | 96.5672 | 179.0468
3.5833 | 3502.5234 | 1895.1855 | 96.5676 | 178.4681
3.5903 | 3491.2531 | 1895.0897 | 96.57 | 177.9072
3.5972 | 3480.2485 | 1894.975 | 96.5747 | 177.3659
3.6042 | 3469.5422 | 1894.8462 | 96.5817 | 176.8451
3.6111 | 3459.1481 | 1894.7027 | 96.59 | 176.3438
3.6181 | 3449.0886 | 1894.5439 | 96.5985 | 175.8612
3.625 | 3439.3782 | 1894.3692 | 96.6058 | 175.3955
3.6319 | 3429.9655 | 1894.1333 | 96.6106 | 174.9461
3.6389 | 3420.9606 | 1893.8925 | 96.6019 | 174.4932
3.6458 | 3412.3713 | 1893.6383 | 96.5922 | 174.0609
3.6528 | 3404.2103 | 1893.3693 | 96.5789 | 173.6455
3.6597 | 3396.5393 | 1893.1112 | 96.5625 | 173.2484
3.6667 | 3389.4374 | 1892.8998 | 96.5519 | 172.8863
3.6736 | 3382.8249 | 1892.6823 | 96.5462 | 172.5587
3.6806 | 3376.6928 | 1892.4496 | 96.5429 | 172.2612
3.6875 | 3371.0171 | 1892.1753 | 96.5481 | 172.0059
3.6944 | 3365.8343 | 1891.8797 | 96.5427 | 171.7587
3.7014 | 3361.1702 | 1891.569 | 96.5305 | 171.5272
3.7083 | 3357.1187 | 1891.2915 | 96.5204 | 171.3277
3.7153 | 3353.5945 | 1890.9953 | 96.5104 | 171.1568
3.7222 | 3350.556 | 1890.6526 | 96.4975 | 171.0099
3.7292 | 3348.1228 | 1890.3225 | 96.4813 | 170.8868
3.7361 | 3346.2795 | 1890.0049 | 96.4674 | 170.7968
3.7431 | 3345.0325 | 1889.6907 | 96.4585 | 170.7458
3.75 | 3344.366 | 1889.3755 | 96.4497 | 170.7247
3.7569 | 3344.2925 | 1889.0664 | 96.4412 | 170.7339
3.7639 | 3344.8334 | 1888.7715 | 96.4357 | 170.7784
3.7708 | 3345.9658 | 1888.4779 | 96.4363 | 170.8638
3.7778 | 3347.6496 | 1888.1675 | 96.4387 | 170.9822
3.7847 | 3349.8828 | 1887.8438 | 96.4348 | 171.1187
3.7917 | 3352.7078 | 1887.5221 | 96.4276 | 171.2793
3.7986 | 3356.1193 | 1887.2125 | 96.4204 | 171.469
3.8056 | 3360.1061 | 1886.9132 | 96.4131 | 171.6869
3.8125 | 3364.663 | 1886.6169 | 96.4057 | 171.9335
3.8194 | 3369.7772 | 1886.3254 | 96.399 | 172.2095
3.8264 | 3375.4332 | 1886.0385 | 96.3921 | 172.5123
3.8333 | 3381.6304 | 1885.7561 | 96.3845 | 172.8414
3.8403 | 3388.3511 | 1885.4769 | 96.3762 | 173.1957
3.8472 | 3395.5866 | 1885.2047 | 96.3668 | 173.5736
3.8542 | 3403.3386 | 1884.9489 | 96.3565 | 173.9749
3.8611 | 3411.6301 | 1884.7264 | 96.3483 | 174.4045
3.8681 | 3420.3664 | 1884.4935 | 96.3485 | 174.8732
3.875 | 3429.5224 | 1884.249 | 96.3456 | 175.3586
3.8819 | 3439.0342 | 1883.9623 | 96.3324 | 175.8477
3.8889 | 3448.9664 | 1883.6818 | 96.3084 | 176.3379
3.8958 | 3459.3319 | 1883.4269 | 96.2836 | 176.8461
3.9028 | 3470.134 | 1883.2032 | 96.2606 | 177.3772
3.9097 | 3481.3456 | 1883.0126 | 96.2418 | 177.9334
3.9167 | 3492.9295 | 1882.8428 | 96.2285 | 178.5169
3.9236 | 3504.858 | 1882.6912 | 96.2194 | 179.124
3.9306 | 3517.0961 | 1882.5511 | 96.2134 | 179.7517
3.9375 | 3529.6155 | 1882.4155 | 96.2094 | 180.397
3.9444 | 3542.3931 | 1882.2924 | 96.2049 | 181.0536
3.9514 | 3555.4269 | 1882.1805 | 96.2026 | 181.726
3.9583 | 3568.6657 | 1882.077 | 96.2026 | 182.4128
3.9653 | 3582.0979 | 1881.9837 | 96.2015 | 183.1064
3.9722 | 3595.7192 | 1881.9102 | 96.2011 | 183.8091
3.9792 | 3609.5287 | 1881.8677 | 96.205 | 184.5266
3.9861 | 3623.4854 | 1881.8504 | 96.214 | 185.2591
3.9931 | 3637.4893 | 1881.8182 | 96.2262 | 186.0019
4 | 3651.5512 | 1881.7925 | 96.2344 | 186.7395
4.0069 | 3665.6902 | 1881.7909 | 96.242 | 187.4775
4.0139 | 3679.8798 | 1881.8151 | 96.2522 | 188.2206
4.0208 | 3694.0918 | 1881.8661 | 96.2646 | 188.9667
4.0278 | 3708.3483 | 1881.9623 | 96.2783 | 189.7135
4.0347 | 3722.6064 | 1882.097 | 96.2938 | 190.4599
4.0417 | 3736.7746 | 1882.2355 | 96.3174 | 191.2174
4.0486 | 3750.841 | 1882.3868 | 96.3411 | 191.9692
4.0556 | 3764.7934 | 1882.5564 | 96.3731 | 192.7299
4.0625 | 3778.6098 | 1882.7443 | 96.4111 | 193.4941
4.0694 | 3792.2625 | 1882.9443 | 96.4469 | 194.2448
4.0764 | 3805.7044 | 1883.1557 | 96.4784 | 194.9751
4.0833 | 3818.9179 | 1883.3697 | 96.51 | 195.6939
4.0903 | 3831.859 | 1883.5835 | 96.5344 | 196.3844
4.0972 | 3844.567 | 1883.8238 | 96.5462 | 197.0345
4.1042 | 3857.0536 | 1884.1072 | 96.5523 | 197.6573
4.1111 | 3869.2245 | 1884.3988 | 96.5756 | 198.2982
4.1181 | 3881.0788 | 1884.7055 | 96.6016 | 198.9268
4.125 | 3892.5737 | 1885.0213 | 96.6236 | 199.5281
4.1319 | 3903.6951 | 1885.3433 | 96.6382 | 200.0941
4.1389 | 3914.387 | 1885.6554 | 96.6563 | 200.6465
4.1458 | 3924.6736 | 1885.9806 | 96.6597 | 201.1461
4.1528 | 3934.5521 | 1886.3211 | 96.6547 | 201.6057
4.1597 | 3943.9999 | 1886.6771 | 96.638 | 202.0167
4.1667 | 3952.9846 | 1887.0405 | 96.6101 | 202.3794
4.1736 | 3961.4874 | 1887.406 | 96.5876 | 202.7282
4.1806 | 3969.5166 | 1887.785 | 96.5701 | 203.0616
4.1875 | 3977.0548 | 1888.1766 | 96.5569 | 203.3772
4.1944 | 3984.0857 | 1888.5804 | 96.5808 | 203.7436
4.2014 | 3990.6236 | 1889.0032 | 96.5973 | 204.0671
4.2083 | 3996.6219 | 1889.4305 | 96.6011 | 204.3358
4.2153 | 4002.0837 | 1889.8709 | 96.6113 | 204.5888
4.2222 | 4007.0321 | 1890.332 | 96.6356 | 204.8434
4.2292 | 4011.4491 | 1890.8089 | 96.6697 | 205.0898
4.2361 | 4015.2947 | 1891.294 | 96.7028 | 205.304
4.2431 | 4018.5749 | 1891.7829 | 96.7337 | 205.4843
4.25 | 4021.2829 | 1892.2764 | 96.7618 | 205.6288
4.2569 | 4023.4063 | 1892.7723 | 96.7942 | 205.7524
4.2639 | 4024.9356 | 1893.2665 | 96.8314 | 205.856
4.2708 | 4025.8758 | 1893.758 | 96.855 | 205.9007
4.2778 | 4026.2221 | 1894.2446 | 96.8682 | 205.8935
4.2847 | 4025.9683 | 1894.7273 | 96.8774 | 205.8476
4.2917 | 4025.1495 | 1895.2119 | 96.8924 | 205.7851
4.2986 | 4023.7607 | 1895.7036 | 96.9163 | 205.7115
4.3056 | 4021.8059 | 1896.1972 | 96.9424 | 205.6134
4.3125 | 4019.2788 | 1896.6864 | 96.9593 | 205.467
4.3194 | 4016.1677 | 1897.1622 | 96.9455 | 205.2272
4.3264 | 4012.4635 | 1897.6168 | 96.929 | 204.9539
4.3333 | 4008.2304 | 1898.0734 | 96.9542 | 204.7418
4.3403 | 4003.5034 | 1898.5488 | 96.9862 | 204.5165
4.3472 | 3998.2646 | 1899.0237 | 97.0135 | 204.2553
4.3542 | 3992.5205 | 1899.4979 | 97.0401 | 203.9668
4.3611 | 3986.2859 | 1899.9712 | 97.0625 | 203.6447
4.3681 | 3979.5601 | 1900.4361 | 97.0739 | 203.2752
4.375 | 3972.3554 | 1900.8912 | 97.1065 | 202.9268
4.3819 | 3964.7003 | 1901.343 | 97.1477 | 202.5735
4.3889 | 3956.5887 | 1901.7774 | 97.1543 | 202.1265
4.3958 | 3948.0078 | 1902.1846 | 97.1556 | 201.6477
4.4028 | 3939.0245 | 1902.582 | 97.1565 | 201.1486
4.4097 | 3929.6569 | 1902.971 | 97.1586 | 200.6336
4.4167 | 3919.9431 | 1903.3587 | 97.18 | 200.1411
4.4236 | 3909.9193 | 1903.7554 | 97.2405 | 199.7119
4.4306 | 3899.5776 | 1904.146 | 97.2849 | 199.2337
4.4375 | 3888.8914 | 1904.5064 | 97.3037 | 198.6884
4.4444 | 3877.8816 | 1904.8353 | 97.2993 | 198.0829
4.4514 | 3866.5964 | 1905.1408 | 97.2814 | 197.4385
4.4583 | 3855.0761 | 1905.4391 | 97.2377 | 196.731
4.4653 | 3843.3537 | 1905.7271 | 97.2284 | 196.0843
4.4722 | 3831.4909 | 1906.0239 | 97.2416 | 195.4752
4.4792 | 3819.4765 | 1906.3164 | 97.2632 | 194.8755
4.4861 | 3807.3053 | 1906.5867 | 97.2772 | 194.2549
4.4931 | 3795.0014 | 1906.8349 | 97.3099 | 193.6671
4.5 | 3782.6328 | 1907.0795 | 97.3299 | 193.0508
4.5069 | 3770.2031 | 1907.3104 | 97.3426 | 192.4182
4.5139 | 3757.7362 | 1907.5281 | 97.3517 | 191.7781
4.5208 | 3745.2538 | 1907.7315 | 97.3598 | 191.1364
4.5278 | 3732.7878 | 1907.9171 | 97.3444 | 190.4516
4.5347 | 3720.3392 | 1908.0813 | 97.3419 | 189.7953
4.5417 | 3707.9907 | 1908.2502 | 97.3937 | 189.2492
4.5486 | 3695.7873 | 1908.4274 | 97.4419 | 188.7022
4.5556 | 3683.6839 | 1908.5854 | 97.4792 | 188.1406
4.5625 | 3671.704 | 1908.7204 | 97.5037 | 187.5627
4.5694 | 3659.8726 | 1908.8328 | 97.5184 | 186.9755
4.5764 | 3648.2142 | 1908.9231 | 97.5134 | 186.3615
4.5833 | 3636.7589 | 1908.9908 | 97.4956 | 185.7357
4.5903 | 3625.5507 | 1909.0505 | 97.5034 | 185.1724
4.5972 | 3614.6313 | 1909.1158 | 97.5214 | 184.6425
4.6042 | 3604.0285 | 1909.1812 | 97.56 | 184.1675
4.6111 | 3593.7422 | 1909.2384 | 97.5983 | 183.7084
4.6181 | 3583.7638 | 1909.2744 | 97.6073 | 183.2118
4.625 | 3574.1186 | 1909.2902 | 97.6069 | 182.7164
4.6319 | 3564.8495 | 1909.3003 | 97.656 | 182.3333
4.6389 | 3556.008 | 1909.3156 | 97.7028 | 181.9667
4.6458 | 3547.558 | 1909.3168 | 97.7398 | 181.603
4.6528 | 3539.5357 | 1909.3065 | 97.7743 | 181.2572
4.6597 | 3531.9545 | 1909.2878 | 97.8058 | 180.929
4.6667 | 3524.8366 | 1909.2601 | 97.8391 | 180.6286
4.6736 | 3518.1802 | 1909.2223 | 97.8752 | 180.3575
4.6806 | 3512.0112 | 1909.1716 | 97.9032 | 180.0976
4.6875 | 3506.3277 | 1909.1071 | 97.922 | 179.8467
4.6944 | 3501.157 | 1909.0351 | 97.9404 | 179.622
4.7014 | 3496.5126 | 1908.9586 | 97.9628 | 179.432
4.7083 | 3492.4004 | 1908.8726 | 97.9897 | 179.2782
4.7153 | 3488.8323 | 1908.7792 | 98.0115 | 179.1437
4.7222 | 3485.8119 | 1908.6806 | 98.0217 | 179.0165
4.7292 | 3483.3382 | 1908.5719 | 98.0248 | 178.9052
4.7361 | 3481.4229 | 1908.4553 | 98.0346 | 178.8357
4.7431 | 3480.1033 | 1908.3513 | 98.0431 | 178.7931
4.75 | 3479.3732 | 1908.2481 | 98.0601 | 178.7962
4.7569 | 3479.2071 | 1908.1403 | 98.0832 | 178.8399
4.7639 | 3479.6085 | 1908.0256 | 98.1015 | 178.9047
4.7708 | 3480.5389 | 1907.883 | 98.125 | 179.0088
4.7778 | 3482.0479 | 1907.7398 | 98.1288 | 179.1068
4.7847 | 3484.1385 | 1907.5975 | 98.1255 | 179.2217
4.7917 | 3486.8018 | 1907.4599 | 98.126 | 179.3725
4.7986 | 3490.0484 | 1907.3329 | 98.1224 | 179.5449
4.8056 | 3493.8751 | 1907.2147 | 98.1138 | 179.7372
4.8125 | 3498.2305 | 1907.0857 | 98.1108 | 179.968
4.8194 | 3503.1282 | 1906.9535 | 98.1014 | 180.2151
4.8264 | 3508.5514 | 1906.8175 | 98.0827 | 180.4726
4.8333 | 3514.5035 | 1906.6836 | 98.0627 | 180.7545
4.8403 | 3520.9758 | 1906.5558 | 98.0434 | 181.0638
4.8472 | 3527.958 | 1906.4324 | 98.0224 | 181.3958
4.8542 | 3535.4387 | 1906.3159 | 98.0025 | 181.7547
4.8611 | 3543.4133 | 1906.2078 | 97.9848 | 182.1421
4.8681 | 3551.8473 | 1906.1062 | 97.9667 | 182.5516
4.875 | 3560.741 | 1906.0112 | 97.9477 | 182.9823
4.8819 | 3570.0628 | 1905.9185 | 97.9399 | 183.4556
4.8889 | 3579.8045 | 1905.8359 | 97.9397 | 183.9638
4.8958 | 3589.9683 | 1905.7685 | 97.933 | 184.48
4.9028 | 3600.5206 | 1905.7151 | 97.9218 | 185.0063
4.9097 | 3611.4689 | 1905.6833 | 97.8915 | 185.5145
4.9167 | 3622.751 | 1905.6566 | 97.8841 | 186.0826
4.9236 | 3634.3774 | 1905.6526 | 97.8912 | 186.6939
4.9306 | 3646.3306 | 1905.6659 | 97.9073 | 187.3373
4.9375 | 3658.5716 | 1905.6922 | 97.9257 | 187.999
4.9444 | 3671.0616 | 1905.7233 | 97.9464 | 188.6776
4.9514 | 3683.7626 | 1905.7555 | 97.9756 | 189.3837
4.9583 | 3696.6918 | 1905.8013 | 97.9882 | 190.0682
4.9653 | 3709.806 | 1905.8586 | 97.9928 | 190.7457
4.9722 | 3723.0979 | 1905.9313 | 97.9987 | 191.4333
4.9792 | 3736.5381 | 1906.0199 | 98.0067 | 192.1311
4.9861 | 3750.1014 | 1906.1233 | 98.0133 | 192.8311
4.9931 | 3763.7709 | 1906.2484 | 98.0108 | 193.5163
5 | 3777.5189 | 1906.3849 | 98.0008 | 194.1894
5.0069 | 3791.2526 | 1906.5094 | 98.003 | 194.8872
5.0139 | 3805.0315 | 1906.6594 | 97.9955 | 195.565
5.0208 | 3818.8371 | 1906.837 | 97.9826 | 196.2306
5.0278 | 3832.6098 | 1907.0278 | 97.9881 | 196.9296
5.0347 | 3846.3304 | 1907.2373 | 98.0004 | 197.6376
5.0417 | 3859.9529 | 1907.4467 | 98.0283 | 198.3724
5.0486 | 3873.4548 | 1907.6675 | 98.0398 | 199.0666
5.0556 | 3886.8227 | 1907.8969 | 98.0375 | 199.7247
5.0625 | 3900.0382 | 1908.1411 | 98.0289 | 200.3608
5.0694 | 3913.0824 | 1908.4056 | 98.0207 | 200.9862
5.0764 | 3925.9625 | 1908.7015 | 98.0069 | 201.588
5.0833 | 3938.6084 | 1909.0058 | 98.0141 | 202.22
5.0903 | 3951.0074 | 1909.3272 | 98.0373 | 202.8705
5.0972 | 3963.1429 | 1909.6615 | 98.0792 | 203.5449
5.1042 | 3974.9888 | 1910.0146 | 98.1124 | 204.1847
5.1111 | 3986.5104 | 1910.3774 | 98.1355 | 204.7859
5.1181 | 3997.6867 | 1910.747 | 98.1467 | 205.3437
5.125 | 4008.4868 | 1911.1238 | 98.1485 | 205.8616
5.1319 | 4018.9072 | 1911.5097 | 98.1538 | 206.3663
5.1389 | 4028.93 | 1911.9073 | 98.1454 | 206.8202
5.1458 | 4038.5322 | 1912.3132 | 98.1458 | 207.2699
5.1528 | 4047.7125 | 1912.7377 | 98.1623 | 207.7299
5.1597 | 4056.4612 | 1913.18 | 98.2073 | 208.226
5.1667 | 4064.7615 | 1913.6432 | 98.269 | 208.7327
5.1736 | 4072.5727 | 1914.1155 | 98.316 | 209.1823
5.1806 | 4079.8789 | 1914.5896 | 98.353 | 209.5846
5.1875 | 4086.6613 | 1915.0678 | 98.3811 | 209.9406
5.1944 | 4092.9084 | 1915.5486 | 98.3976 | 210.244
5.2014 | 4098.6065 | 1916.0328 | 98.4249 | 210.5417
5.2083 | 4103.7578 | 1916.5255 | 98.4573 | 210.8216
5.2153 | 4108.3454 | 1917.0189 | 98.4791 | 211.0496
5.2222 | 4112.3569 | 1917.511 | 98.4942 | 211.2338
5.2292 | 4115.7778 | 1918.0062 | 98.5105 | 211.39
5.2361 | 4118.6228 | 1918.5042 | 98.5261 | 211.5147
5.2431 | 4120.8717 | 1919.0032 | 98.5375 | 211.5997
5.25 | 4122.5215 | 1919.5019 | 98.5489 | 211.6538
5.2569 | 4123.5696 | 1919.9994 | 98.5607 | 211.6782
5.2639 | 4124.0075 | 1920.4955 | 98.5683 | 211.6622
5.2708 | 4123.8458 | 1920.9882 | 98.571 | 211.6054
5.2778 | 4123.0639 | 1921.4754 | 98.5694 | 211.5083
5.2847 | 4121.6799 | 1921.9583 | 98.5617 | 211.3676
5.2917 | 4119.6888 | 1922.4349 | 98.5425 | 211.1719
5.2986 | 4117.0881 | 1922.9006 | 98.5248 | 210.9497
5.3056 | 4113.8975 | 1923.3648 | 98.5107 | 210.7052
5.3125 | 4110.1283 | 1923.8292 | 98.495 | 210.4278
5.3194 | 4105.7866 | 1924.2933 | 98.4831 | 210.1295
5.3264 | 4100.8989 | 1924.7587 | 98.4871 | 209.8371
5.3333 | 4095.4621 | 1925.2278 | 98.4976 | 209.53
5.3403 | 4089.4828 | 1925.6966 | 98.51 | 209.1996
5.3472 | 4082.976 | 1926.1613 | 98.5253 | 208.8487
5.3542 | 4075.9343 | 1926.6185 | 98.5378 | 208.4655
5.3611 | 4068.3763 | 1927.0662 | 98.5484 | 208.0531
5.3681 | 4060.3193 | 1927.5052 | 98.5666 | 207.632
5.375 | 4051.7762 | 1927.938 | 98.5832 | 207.1835
5.3819 | 4042.7598 | 1928.3596 | 98.5953 | 206.7027
5.3889 | 4033.2816 | 1928.7682 | 98.604 | 206.1926
5.3958 | 4023.3675 | 1929.165 | 98.6094 | 205.6547
5.4028 | 4013.0345 | 1929.5506 | 98.6141 | 205.0952
5.4097 | 4002.307 | 1929.9254 | 98.6197 | 204.5189
5.4167 | 3991.1944 | 1930.2903 | 98.6211 | 203.9155
5.4236 | 3979.7368 | 1930.6419 | 98.629 | 203.3092
5.4306 | 3967.951 | 1930.9884 | 98.6548 | 202.7239
5.4375 | 3955.8782 | 1931.3345 | 98.6854 | 202.1335
5.4444 | 3943.5186 | 1931.6729 | 98.719 | 201.5353
5.4514 | 3930.9023 | 1931.9991 | 98.7517 | 200.9232
5.4583 | 3918.0257 | 1932.3034 | 98.7672 | 200.2648
5.4653 | 3904.9036 | 1932.5816 | 98.7742 | 199.5796
5.4722 | 3891.5919 | 1932.8454 | 98.7899 | 198.9037
5.4792 | 3878.1164 | 1933.0998 | 98.8055 | 198.2201
5.4861 | 3864.4909 | 1933.3359 | 98.7855 | 197.4596
5.4931 | 3850.7287 | 1933.5485 | 98.7855 | 196.7347
5.5 | 3836.9107 | 1933.7622 | 98.8024 | 196.0407
5.5069 | 3823.0328 | 1933.9671 | 98.8253 | 195.3562
5.5139 | 3809.1076 | 1934.1495 | 98.8389 | 194.653
5.5208 | 3795.1442 | 1934.3059 | 98.844 | 193.9337
5.5278 | 3781.2084 | 1934.4536 | 98.8846 | 193.2862
5.5347 | 3767.3423 | 1934.6019 | 98.9197 | 192.631
5.5417 | 3753.5377 | 1934.7347 | 98.9492 | 191.9693
5.5486 | 3739.8463 | 1934.858 | 98.9827 | 191.3215
5.5556 | 3726.2782 | 1934.9729 | 99.0214 | 190.6907
5.5625 | 3712.8513 | 1935.0724 | 99.0554 | 190.0591
5.5694 | 3699.5892 | 1935.1522 | 99.0705 | 189.4011
5.5764 | 3686.5055 | 1935.2109 | 99.0894 | 188.7617
5.5833 | 3673.6369 | 1935.2553 | 99.1327 | 188.1806
5.5903 | 3661.024 | 1935.29 | 99.1655 | 187.5932
5.5972 | 3648.6613 | 1935.3038 | 99.1874 | 186.9996
5.6042 | 3636.5746 | 1935.2975 | 99.2021 | 186.4085
5.6111 | 3624.7926 | 1935.2739 | 99.2104 | 185.8223
5.6181 | 3613.3654 | 1935.2468 | 99.1891 | 185.1994
5.625 | 3602.2463 | 1935.1828 | 99.1754 | 184.6101
5.6319 | 3591.5062 | 1935.1071 | 99.1636 | 184.045
5.6389 | 3581.1679 | 1935.0191 | 99.1524 | 183.5028
5.6458 | 3571.2449 | 1934.9262 | 99.1601 | 183.0174
5.6528 | 3561.8032 | 1934.8428 | 99.2139 | 182.6403
5.6597 | 3552.8247 | 1934.7592 | 99.2507 | 182.2555
5.6667 | 3544.2899 | 1934.652 | 99.2714 | 181.8656
5.6736 | 3536.2243 | 1934.5306 | 99.288 | 181.4934
5.6806 | 3528.6689 | 1934.4047 | 99.3097 | 181.1571
5.6875 | 3521.6326 | 1934.2749 | 99.3346 | 180.8532
5.6944 | 3515.118 | 1934.1382 | 99.3643 | 180.5855
5.7014 | 3509.1289 | 1933.9882 | 99.3842 | 180.3279
5.7083 | 3503.6686 | 1933.8223 | 99.395 | 180.0822
5.7153 | 3498.7579 | 1933.6477 | 99.4054 | 179.865
5.7222 | 3494.4059 | 1933.4653 | 99.4131 | 179.672
5.7292 | 3490.6266 | 1933.2785 | 99.4217 | 179.5106
5.7361 | 3487.427 | 1933.0911 | 99.4345 | 179.3866
5.7431 | 3484.8156 | 1932.8993 | 99.4455 | 179.2898
5.75 | 3482.7706 | 1932.6999 | 99.4511 | 179.2133
5.7569 | 3481.3108 | 1932.4902 | 99.4584 | 179.1706
5.7639 | 3480.4199 | 1932.2702 | 99.4593 | 179.1468
5.7708 | 3480.111 | 1932.0427 | 99.4549 | 179.1442
5.7778 | 3480.3927 | 1931.8169 | 99.4506 | 179.1719
5.7847 | 3481.2688 | 1931.5953 | 99.4521 | 179.2402
5.7917 | 3482.7304 | 1931.3728 | 99.4564 | 179.3439
5.7986 | 3484.7534 | 1931.1449 | 99.4559 | 179.4683
5.8056 | 3487.3484 | 1930.9133 | 99.4491 | 179.6112
5.8125 | 3490.5063 | 1930.6819 | 99.4407 | 179.7802
5.8194 | 3494.2338 | 1930.4542 | 99.4334 | 179.9802
5.8264 | 3498.5104 | 1930.2321 | 99.4234 | 180.2031
5.8333 | 3503.3241 | 1930.0091 | 99.4114 | 180.4502
5.8403 | 3508.6685 | 1929.7903 | 99.3999 | 180.7249
5.8472 | 3514.5423 | 1929.5794 | 99.3906 | 181.0304
5.8542 | 3520.9342 | 1929.3789 | 99.3875 | 181.3728
5.8611 | 3527.8343 | 1929.1918 | 99.3941 | 181.7579
5.8681 | 3535.2224 | 1929.0157 | 99.403 | 182.1716
5.875 | 3543.0797 | 1928.8489 | 99.4032 | 182.5925
5.8819 | 3551.3912 | 1928.6917 | 99.391 | 183.0133
5.8889 | 3560.113 | 1928.5331 | 99.3895 | 183.4752
5.8958 | 3569.2482 | 1928.379 | 99.4093 | 183.9972
5.9028 | 3578.7827 | 1928.2386 | 99.4338 | 184.5476
5.9097 | 3588.7168 | 1928.1163 | 99.4545 | 185.1103
5.9167 | 3599.0217 | 1928.0132 | 99.4683 | 185.6775
5.9236 | 3609.6646 | 1927.92 | 99.484 | 186.2649
5.9306 | 3620.6067 | 1927.8286 | 99.5216 | 186.909
5.9375 | 3631.831 | 1927.7424 | 99.543 | 187.5373
5.9444 | 3643.3106 | 1927.6594 | 99.5375 | 188.1276
5.9514 | 3655.021 | 1927.5792 | 99.5396 | 188.7441
5.9583 | 3666.9605 | 1927.5131 | 99.5571 | 189.4006
5.9653 | 3679.1077 | 1927.4662 | 99.5712 | 190.0595
5.9722 | 3691.441 | 1927.431 | 99.5754 | 190.7082
5.9792 | 3703.9244 | 1927.4131 | 99.5534 | 191.3125
5.9861 | 3716.5136 | 1927.3935 | 99.543 | 191.9447
5.9931 | 3729.2188 | 1927.3935 | 99.5435 | 192.6018
6 | 3741.9981 | 1927.4075 | 99.5884 | 193.3475
6.0069 | 3754.8589 | 1927.4472 | 99.6167 | 194.0633
6.0139 | 3767.7326 | 1927.4931 | 99.6355 | 194.7606
6.0208 | 3780.5978 | 1927.5504 | 99.649 | 195.4463
6.0278 | 3793.4354 | 1927.617 | 99.6565 | 196.118
6.0347 | 3806.2208 | 1927.6963 | 99.6603 | 196.7785
6.0417 | 3818.9293 | 1927.7914 | 99.6653 | 197.4356
6.0486 | 3831.5502 | 1927.9008 | 99.6704 | 198.0871
6.0556 | 3844.0325 | 1928.0222 | 99.6696 | 198.7183
6.0625 | 3856.3632 | 1928.1531 | 99.6524 | 199.3078
6.0694 | 3868.4991 | 1928.2873 | 99.6286 | 199.8732
6.0764 | 3880.4237 | 1928.4283 | 99.61 | 200.4374
6.0833 | 3892.1254 | 1928.582 | 99.5938 | 200.993
6.0903 | 3903.5797 | 1928.7477 | 99.5786 | 201.5365
6.0972 | 3914.763 | 1928.9253 | 99.5641 | 202.0658
6.1042 | 3925.6624 | 1929.12 | 99.5575 | 202.5945
6.1111 | 3936.3043 | 1929.3521 | 99.6147 | 203.236
6.1181 | 3946.6574 | 1929.6216 | 99.6766 | 203.8686
6.125 | 3956.645 | 1929.8945 | 99.7213 | 204.4473
6.1319 | 3966.2201 | 1930.1634 | 99.7479 | 204.9683
6.1389 | 3975.3788 | 1930.4304 | 99.7516 | 205.4208
6.1458 | 3984.1102 | 1930.7015 | 99.7544 | 205.8487
6.1528 | 3992.4302 | 1930.992 | 99.7834 | 206.3075
6.1597 | 4000.3195 | 1931.3003 | 99.8126 | 206.7427
6.1667 | 4007.7355 | 1931.6133 | 99.8364 | 207.1418
6.1736 | 4014.654 | 1931.9271 | 99.8527 | 207.4996
6.1806 | 4021.0582 | 1932.2411 | 99.8619 | 207.816
6.1875 | 4026.9421 | 1932.5565 | 99.8655 | 208.0935
6.1944 | 4032.2865 | 1932.8717 | 99.8582 | 208.3206
6.2014 | 4037.0986 | 1933.1901 | 99.8534 | 208.5248
6.2083 | 4041.3711 | 1933.5198 | 99.8565 | 208.7163
6.2153 | 4045.1083 | 1933.8627 | 99.8672 | 208.8947
6.2222 | 4048.2908 | 1934.2173 | 99.8847 | 209.0573
6.2292 | 4050.9218 | 1934.5815 | 99.9082 | 209.203
6.2361 | 4052.9894 | 1934.9573 | 99.9417 | 209.3393
6.2431 | 4054.5011 | 1935.3483 | 99.9887 | 209.4736
6.25 | 4055.4472 | 1935.7501 | 100.0449 | 209.5967
6.2569 | 4055.8008 | 1936.1538 | 100.1014 | 209.6897
6.2639 | 4055.5502 | 1936.5503 | 100.1488 | 209.7329
6.2708 | 4054.675 | 1936.9375 | 100.1862 | 209.724
6.2778 | 4053.206 | 1937.3191 | 100.2213 | 209.6803
6.2847 | 4051.1292 | 1937.6959 | 100.2506 | 209.5933
6.2917 | 4048.4557 | 1938.066 | 100.2744 | 209.4646
6.2986 | 4045.1831 | 1938.4283 | 100.2923 | 209.2937
6.3056 | 4041.3113 | 1938.7792 | 100.3009 | 209.0733
6.3125 | 4036.8392 | 1939.1145 | 100.2883 | 208.7798
6.3194 | 4031.7835 | 1939.4385 | 100.2741 | 208.4539
6.3264 | 4026.1791 | 1939.7643 | 100.2779 | 208.1371
6.3333 | 4020.0491 | 1940.0955 | 100.2909 | 207.8117
6.3403 | 4013.3926 | 1940.4281 | 100.3086 | 207.4686
6.3472 | 4006.2096 | 1940.7586 | 100.3176 | 207.0805
6.3542 | 3998.515 | 1941.0826 | 100.3154 | 206.6437
6.3611 | 3990.308 | 1941.3962 | 100.3299 | 206.2162
6.3681 | 3981.6149 | 1941.7006 | 100.3418 | 205.7591
6.375 | 3972.4187 | 1941.9877 | 100.3463 | 205.2627
6.3819 | 3962.7782 | 1942.2668 | 100.372 | 204.7875
6.3889 | 3952.7223 | 1942.5522 | 100.4054 | 204.3057
6.3958 | 3942.2622 | 1942.838 | 100.4469 | 203.8194
6.4028 | 3931.4063 | 1943.1167 | 100.4941 | 203.3245
6.4097 | 3920.1563 | 1943.3813 | 100.536 | 202.7996
6.4167 | 3908.5258 | 1943.6269 | 100.5681 | 202.2368
6.4236 | 3896.5408 | 1943.8544 | 100.5912 | 201.6395
6.4306 | 3884.227 | 1944.0649 | 100.6078 | 201.0136
6.4375 | 3871.6033 | 1944.2597 | 100.6187 | 200.3619
6.4444 | 3858.7099 | 1944.4431 | 100.6256 | 199.6896
6.4514 | 3845.5625 | 1944.611 | 100.6071 | 198.9555
6.4583 | 3832.176 | 1944.7629 | 100.6149 | 198.2627
6.4653 | 3818.6338 | 1944.9248 | 100.674 | 197.6617
6.4722 | 3804.955 | 1945.0906 | 100.7319 | 197.0501
6.4792 | 3791.0973 | 1945.2348 | 100.7778 | 196.4074
6.4861 | 3777.0766 | 1945.3449 | 100.7933 | 195.7
6.4931 | 3762.9016 | 1945.4129 | 100.7598 | 194.894
6.5 | 3748.6251 | 1945.4533 | 100.7338 | 194.1004
6.5069 | 3734.3334 | 1945.4944 | 100.7262 | 193.3418
6.5139 | 3720.0848 | 1945.5583 | 100.7901 | 192.7199
6.5208 | 3705.9167 | 1945.6441 | 100.8717 | 192.1329
6.5278 | 3691.7835 | 1945.72 | 100.9535 | 191.5478
6.5347 | 3677.6903 | 1945.7717 | 101.0213 | 190.9397
6.5417 | 3663.6482 | 1945.7925 | 101.0703 | 190.301
6.5486 | 3649.6907 | 1945.7828 | 101.1003 | 189.6331
6.5556 | 3635.8311 | 1945.7411 | 101.0924 | 188.9024
6.5625 | 3622.0981 | 1945.6655 | 101.0651 | 188.1452
6.5694 | 3608.5428 | 1945.5703 | 101.0743 | 187.4674
6.5764 | 3595.2292 | 1945.4814 | 101.0954 | 186.8232
6.5833 | 3582.1705 | 1945.3848 | 101.1116 | 186.1837
6.5903 | 3569.3665 | 1945.2714 | 101.1236 | 185.5511
6.5972 | 3556.8398 | 1945.1365 | 101.1185 | 184.9034
6.6042 | 3544.5987 | 1944.9843 | 101.083 | 184.2167
6.6111 | 3532.6717 | 1944.8044 | 101.0589 | 183.5701
6.6181 | 3521.0869 | 1944.6077 | 101.0507 | 182.9717
6.625 | 3509.8623 | 1944.3909 | 101.0411 | 182.3915
6.6319 | 3499.0138 | 1944.1542 | 101.0112 | 181.796
6.6389 | 3488.5702 | 1943.9001 | 100.9707 | 181.2045
6.6458 | 3478.5655 | 1943.6388 | 100.9264 | 180.6297
6.6528 | 3469.0565 | 1943.3889 | 100.8777 | 180.0722
6.6597 | 3459.9887 | 1943.1156 | 100.8392 | 179.5582
6.6667 | 3451.39 | 1942.8258 | 100.8015 | 179.0718
6.6736 | 3443.2654 | 1942.5089 | 100.7661 | 178.6167
6.6806 | 3435.6519 | 1942.1857 | 100.7241 | 178.1771
6.6875 | 3428.5694 | 1941.8543 | 100.6797 | 177.7617
6.6944 | 3422.0335 | 1941.5147 | 100.6349 | 177.375
6.7014 | 3416.0337 | 1941.1655 | 100.5928 | 177.0216
6.7083 | 3410.5838 | 1940.8013 | 100.549 | 176.6955
6.7153 | 3405.6999 | 1940.4269 | 100.5028 | 176.3954
6.7222 | 3401.4139 | 1940.0561 | 100.458 | 176.1285
6.7292 | 3397.7359 | 1939.6949 | 100.4178 | 175.9005
6.7361 | 3394.6988 | 1939.3578 | 100.3833 | 175.7134
6.7431 | 3392.2059 | 1938.9898 | 100.3533 | 175.5652
6.75 | 3390.3422 | 1938.6307 | 100.3255 | 175.4526
6.7569 | 3389.1071 | 1938.2891 | 100.3018 | 175.3782
6.7639 | 3388.4339 | 1937.9184 | 100.2811 | 175.3406
6.7708 | 3388.3089 | 1937.5154 | 100.2556 | 175.3261
6.7778 | 3388.8182 | 1937.1294 | 100.2272 | 175.3377
6.7847 | 3389.9732 | 1936.7671 | 100.2013 | 175.3849
6.7917 | 3391.7493 | 1936.4235 | 100.1817 | 175.4736
6.7986 | 3394.1559 | 1936.0954 | 100.1668 | 175.6018
6.8056 | 3397.1603 | 1935.7775 | 100.1535 | 175.7627
6.8125 | 3400.711 | 1935.4452 | 100.1503 | 175.971
6.8194 | 3404.8285 | 1935.1104 | 100.1502 | 176.2144
6.8264 | 3409.5174 | 1934.7802 | 100.146 | 176.4797
6.8333 | 3414.7618 | 1934.4548 | 100.1399 | 176.7701
6.8403 | 3420.5658 | 1934.141 | 100.1266 | 177.0759
6.8472 | 3426.9 | 1933.8355 | 100.107 | 177.397
6.8542 | 3433.7393 | 1933.5244 | 100.1061 | 177.778
6.8611 | 3441.0887 | 1933.2193 | 100.1294 | 178.2282
6.8681 | 3448.9455 | 1932.9321 | 100.1479 | 178.6946
6.875 | 3457.288 | 1932.655 | 100.1678 | 179.1881
6.8819 | 3466.0846 | 1932.3836 | 100.1861 | 179.7021
6.8889 | 3475.3125 | 1932.1138 | 100.1984 | 180.2279
6.8958 | 3484.947 | 1931.8452 | 100.2029 | 180.7607
6.9028 | 3495.0187 | 1931.599 | 100.1942 | 181.2905
6.9097 | 3505.4755 | 1931.3637 | 100.1862 | 181.8405
6.9167 | 3516.2895 | 1931.1325 | 100.1843 | 182.4198
6.9236 | 3527.4576 | 1930.9123 | 100.1849 | 183.0212
6.9306 | 3538.9401 | 1930.7029 | 100.1872 | 183.6412
6.9375 | 3550.7265 | 1930.5026 | 100.1887 | 184.2747
6.9444 | 3562.785 | 1930.3112 | 100.188 | 184.9174
6.9514 | 3575.0958 | 1930.1305 | 100.1858 | 185.5697
6.9583 | 3587.6456 | 1929.9618 | 100.1822 | 186.2307
6.9653 | 3600.3806 | 1929.793 | 100.1839 | 186.9113
6.9722 | 3613.2785 | 1929.6288 | 100.1856 | 187.6001
6.9792 | 3626.3564 | 1929.4825 | 100.1813 | 188.2853
6.9861 | 3639.5682 | 1929.3543 | 100.1756 | 188.9731
6.9931 | 3652.9088 | 1929.2454 | 100.1697 | 189.6652
7 | 3666.3476 | 1929.1561 | 100.1599 | 190.3532

## OUR
OUR
Time | Oxygen uptake rate (OUR) (CSTR) | Oxygen uptake rate (OUR) (CSTR2)
d | mg O2/L/h | mg O2/L/h
0 | 0 | 59.2834
0.0069444 | 0 | 59.2989
0.013889 | 0 | 38.2673
0.020833 | 0 | 38.4437
0.027778 | 0 | 38.5584
0.034722 | 0 | 38.6393
0.041667 | 0 | 38.7014
0.048611 | 0 | 38.7524
0.055556 | 0 | 38.7985
0.0625 | 0 | 43.2553
0.069444 | 0 | 54.8351
0.076389 | 0 | 57.4865
0.083333 | 0 | 58.4601
0.090278 | 0 | 55.6814
0.097222 | 0 | 51.8207
0.10417 | 0 | 52.3851
0.11111 | 0 | 54.5209
0.11806 | 0 | 46.43
0.125 | 0 | 38.9808
0.13194 | 0 | 39.0878
0.13889 | 0 | 50.877
0.14583 | 0 | 61.0789
0.15278 | 0 | 64.8929
0.15972 | 0 | 64.8474
0.16667 | 0 | 64.785
0.17361 | 0 | 64.7589
0.18056 | 0 | 61.1223
0.1875 | 0 | 39.1713
0.19444 | 0 | 39.3476
0.20139 | 0 | 39.4805
0.20833 | 0 | 39.5862
0.21528 | 0 | 56.6862
0.22222 | 0 | 62.7718
0.22917 | 0 | 64.4285
0.23611 | 0 | 65.2908
0.24306 | 0 | 65.3585
0.25 | 0 | 63.6212
0.25694 | 0 | 59.9157
0.26389 | 0 | 59.1441
0.27083 | 0 | 64.2286
0.27778 | 0 | 66.4038
0.28472 | 0 | 66.4304
0.29167 | 0 | 66.4483
0.29861 | 0 | 64.0612
0.30556 | 0 | 48.5212
0.3125 | 0 | 52.5826
0.31944 | 0 | 59.4948
0.32639 | 0 | 59.2886
0.33333 | 0 | 49.2884
0.34028 | 0 | 40.0042
0.34722 | 0 | 40.0166
0.35417 | 0 | 40.0099
0.36111 | 0 | 39.9885
0.36806 | 0 | 39.9565
0.375 | 0 | 39.9176
0.38194 | 0 | 39.8747
0.38889 | 0 | 39.8318
0.39583 | 0 | 39.7895
0.40278 | 0 | 45.9871
0.40972 | 0 | 51.594
0.41667 | 0 | 49.464
0.42361 | 0 | 53.6124
0.43056 | 0 | 51.683
0.4375 | 0 | 39.4103
0.44444 | 0 | 39.4729
0.45139 | 0 | 39.5184
0.45833 | 0 | 43.301
0.46528 | 0 | 60.8466
0.47222 | 0 | 65.2882
0.47917 | 0 | 65.0802
0.48611 | 0 | 64.9402
0.49306 | 0 | 61.0186
0.5 | 0 | 51.5355
0.50694 | 0 | 39.3275
0.51389 | 0 | 39.4459
0.52083 | 0 | 52.3656
0.52778 | 0 | 58.4685
0.53472 | 0 | 58.5534
0.54167 | 0 | 63.614
0.54861 | 0 | 65.2835
0.55556 | 0 | 65.1652
0.5625 | 0 | 65.0703
0.56944 | 0 | 64.9925
0.57639 | 0 | 61.9542
0.58333 | 0 | 56.3956
0.59028 | 0 | 55.5478
0.59722 | 0 | 61.7324
0.60417 | 0 | 64.9434
0.61111 | 0 | 64.8297
0.61806 | 0 | 64.5698
0.625 | 0 | 62.0939
0.63194 | 0 | 59.9588
0.63889 | 0 | 59.9189
0.64583 | 0 | 60.2305
0.65278 | 0 | 56.9884
0.65972 | 0 | 55.6547
0.66667 | 0 | 57.6141
0.67361 | 0 | 57.1043
0.68056 | 0 | 54.6657
0.6875 | 0 | 43.9593
0.69444 | 0 | 38.6934
0.70139 | 0 | 49.0881
0.70833 | 0 | 60.6393
0.71528 | 0 | 64.1088
0.72222 | 0 | 63.7652
0.72917 | 0 | 61.8113
0.73611 | 0 | 57.5195
0.74306 | 0 | 59.7599
0.75 | 0 | 62.8406
0.75694 | 0 | 62.5445
0.76389 | 0 | 61.2931
0.77083 | 0 | 57.2305
0.77778 | 0 | 52.9951
0.78472 | 0 | 50.6962
0.79167 | 0 | 55.994
0.79861 | 0 | 59.4063
0.80556 | 0 | 61.093
0.8125 | 0 | 61.5374
0.81944 | 0 | 61.3157
0.82639 | 0 | 59.1535
0.83333 | 0 | 37.2111
0.84028 | 0 | 37.5174
0.84722 | 0 | 37.7008
0.85417 | 0 | 37.8127
0.86111 | 0 | 37.8815
0.86806 | 0 | 58.0868
0.875 | 0 | 62.4441
0.88194 | 0 | 61.6724
0.88889 | 0 | 52.3936
0.89583 | 0 | 38.9918
0.90278 | 0 | 51.573
0.90972 | 0 | 57.462
0.91667 | 0 | 59.6573
0.92361 | 0 | 58.593
0.93056 | 0 | 51.4661
0.9375 | 0 | 41.855
0.94444 | 0 | 51.0447
0.95139 | 0 | 59.1783
0.95833 | 0 | 61.3149
0.96528 | 0 | 61.1032
0.97222 | 0 | 61.0176
0.97917 | 0 | 53.2914
0.98611 | 0 | 37.4532
0.99306 | 0 | 37.8051
1 | 0 | 38.0454
1.0069 | 0 | 38.2244
1.0139 | 0 | 38.3674
1.0208 | 0 | 38.4878
1.0278 | 0 | 42.1079
1.0347 | 0 | 38.6693
1.0417 | 0 | 38.767
1.0486 | 0 | 38.8601
1.0556 | 0 | 48.5479
1.0625 | 0 | 56.5255
1.0694 | 0 | 54.9166
1.0764 | 0 | 39.0393
1.0833 | 0 | 39.1499
1.0903 | 0 | 59.4933
1.0972 | 0 | 65.2229
1.1042 | 0 | 65.1415
1.1111 | 0 | 65.0909
1.1181 | 0 | 63.3736
1.125 | 0 | 61.4184
1.1319 | 0 | 60.8487
1.1389 | 0 | 55.6125
1.1458 | 0 | 39.3413
1.1528 | 0 | 39.4685
1.1597 | 0 | 39.5632
1.1667 | 0 | 39.6382
1.1736 | 0 | 55.8791
1.1806 | 0 | 63.8241
1.1875 | 0 | 65.3594
1.1944 | 0 | 64.4102
1.2014 | 0 | 63.6998
1.2083 | 0 | 64.0479
1.2153 | 0 | 64.1752
1.2222 | 0 | 63.6152
1.2292 | 0 | 58.5512
1.2361 | 0 | 39.926
1.2431 | 0 | 40.0502
1.25 | 0 | 40.1419
1.2569 | 0 | 46.5448
1.2639 | 0 | 52.6291
1.2708 | 0 | 40.2786
1.2778 | 0 | 40.335
1.2847 | 0 | 40.3851
1.2917 | 0 | 40.4859
1.2986 | 0 | 58.6458
1.3056 | 0 | 65.6591
1.3125 | 0 | 65.1737
1.3194 | 0 | 60.8059
1.3264 | 0 | 51.8189
1.3333 | 0 | 47.1095
1.3403 | 0 | 63.285
1.3472 | 0 | 67.52
1.3542 | 0 | 67.502
1.3611 | 0 | 66.0246
1.3681 | 0 | 46.2384
1.375 | 0 | 40.6292
1.3819 | 0 | 62.6988
1.3889 | 0 | 67.6058
1.3958 | 0 | 67.5252
1.4028 | 0 | 67.4427
1.4097 | 0 | 67.3568
1.4167 | 0 | 65.5733
1.4236 | 0 | 61.6403
1.4306 | 0 | 57.3332
1.4375 | 0 | 63.3495
1.4444 | 0 | 66.9678
1.4514 | 0 | 66.7946
1.4583 | 0 | 66.61
1.4653 | 0 | 66.4157
1.4722 | 0 | 60.8802
1.4792 | 0 | 39.9237
1.4861 | 0 | 39.9871
1.4931 | 0 | 40.0124
1.5 | 0 | 40.0144
1.5069 | 0 | 59.1154
1.5139 | 0 | 63.1446
1.5208 | 0 | 59.6681
1.5278 | 0 | 39.6268
1.5347 | 0 | 39.6836
1.5417 | 0 | 39.7125
1.5486 | 0 | 39.7227
1.5556 | 0 | 58.0106
1.5625 | 0 | 64.3252
1.5694 | 0 | 65.2769
1.5764 | 0 | 64.9338
1.5833 | 0 | 64.6278
1.5903 | 0 | 64.346
1.5972 | 0 | 64.0737
1.6042 | 0 | 63.7989
1.6111 | 0 | 61.2193
1.6181 | 0 | 58.6206
1.625 | 0 | 57.3892
1.6319 | 0 | 48.7418
1.6389 | 0 | 38.3688
1.6458 | 0 | 38.4867
1.6528 | 0 | 46.7124
1.6597 | 0 | 54.8872
1.6667 | 0 | 61.7438
1.6736 | 0 | 62.2888
1.6806 | 0 | 59.5695
1.6875 | 0 | 58.6453
1.6944 | 0 | 58.3362
1.7014 | 0 | 52.3923
1.7083 | 0 | 39.2958
1.7153 | 0 | 47.5325
1.7222 | 0 | 51.5375
1.7292 | 0 | 55.1712
1.7361 | 0 | 59.3224
1.7431 | 0 | 59.2245
1.75 | 0 | 58.326
1.7569 | 0 | 60.0002
1.7639 | 0 | 59.7999
1.7708 | 0 | 59.4389
1.7778 | 0 | 59.127
1.7847 | 0 | 57.9468
1.7917 | 0 | 53.405
1.7986 | 0 | 52.5805
1.8056 | 0 | 56.486
1.8125 | 0 | 58.6905
1.8194 | 0 | 58.2799
1.8264 | 0 | 57.9595
1.8333 | 0 | 57.7215
1.8403 | 0 | 57.5613
1.8472 | 0 | 55.9339
1.8542 | 0 | 52.4364
1.8611 | 0 | 47.5996
1.8681 | 0 | 42.4481
1.875 | 0 | 36.5968
1.8819 | 0 | 36.9424
1.8889 | 0 | 41.7927
1.8958 | 0 | 56.6607
1.9028 | 0 | 61.3712
1.9097 | 0 | 61.1635
1.9167 | 0 | 58.7734
1.9236 | 0 | 48.4802
1.9306 | 0 | 37.4389
1.9375 | 0 | 53.6389
1.9444 | 0 | 62.5731
1.9514 | 0 | 62.4619
1.9583 | 0 | 62.4075
1.9653 | 0 | 61.0031
1.9722 | 0 | 52.0639
1.9792 | 0 | 49.139
1.9861 | 0 | 57.8992
1.9931 | 0 | 62.8758
2 | 0 | 62.7208
2.0069 | 0 | 62.5822
2.0139 | 0 | 62.4552
2.0208 | 0 | 62.3378
2.0278 | 0 | 62.0017
2.0347 | 0 | 59.435
2.0417 | 0 | 49.678
2.0486 | 0 | 37.8635
2.0556 | 0 | 38.0843
2.0625 | 0 | 38.2418
2.0694 | 0 | 38.3651
2.0764 | 0 | 53.9056
2.0833 | 0 | 62.7676
2.0903 | 0 | 63.5376
2.0972 | 0 | 63.4352
2.1042 | 0 | 63.4162
2.1111 | 0 | 59.1014
2.1181 | 0 | 38.4867
2.125 | 0 | 38.7234
2.1319 | 0 | 38.8926
2.1389 | 0 | 39.0221
2.1458 | 0 | 51.4313
2.1528 | 0 | 64.0743
2.1597 | 0 | 65.0344
2.1667 | 0 | 63.9395
2.1736 | 0 | 48.4094
2.1806 | 0 | 39.2991
2.1875 | 0 | 39.4232
2.1944 | 0 | 39.5206
2.2014 | 0 | 48.9421
2.2083 | 0 | 54.0004
2.2153 | 0 | 55.2275
2.2222 | 0 | 59.2037
2.2292 | 0 | 60.9988
2.2361 | 0 | 52.3437
2.2431 | 0 | 39.7349
2.25 | 0 | 39.8004
2.2569 | 0 | 39.8479
2.2639 | 0 | 39.8823
2.2708 | 0 | 52.5954
2.2778 | 0 | 56.903
2.2847 | 0 | 58.5355
2.2917 | 0 | 60.3048
2.2986 | 0 | 54.3825
2.3056 | 0 | 49.7078
2.3125 | 0 | 56.8716
2.3194 | 0 | 54.7792
2.3264 | 0 | 39.7004
2.3333 | 0 | 44.8679
2.3403 | 0 | 57.2165
2.3472 | 0 | 62.807
2.3542 | 0 | 65.3121
2.3611 | 0 | 64.9705
2.3681 | 0 | 64.6516
2.375 | 0 | 64.3708
2.3819 | 0 | 64.1401
2.3889 | 0 | 63.9673
2.3958 | 0 | 59.3444
2.4028 | 0 | 59.4503
2.4097 | 0 | 62.4122
2.4167 | 0 | 62.7705
2.4236 | 0 | 61.3589
2.4306 | 0 | 60.3707
2.4375 | 0 | 58.292
2.4444 | 0 | 55.1384
2.4514 | 0 | 52.8904
2.4583 | 0 | 42.8522
2.4653 | 0 | 44.5771
2.4722 | 0 | 57.5189
2.4792 | 0 | 63.636
2.4861 | 0 | 65.2141
2.4931 | 0 | 65.153
2.5 | 0 | 63.9466
2.5069 | 0 | 59.7983
2.5139 | 0 | 56.4577
2.5208 | 0 | 60.096
2.5278 | 0 | 65.2278
2.5347 | 0 | 65.1545
2.5417 | 0 | 65.0793
2.5486 | 0 | 64.9965
2.5556 | 0 | 64.4474
2.5625 | 0 | 53.6793
2.5694 | 0 | 38.9719
2.5764 | 0 | 39.0257
2.5833 | 0 | 39.0409
2.5903 | 0 | 39.0304
2.5972 | 0 | 39.0015
2.6042 | 0 | 38.9581
2.6111 | 0 | 58.4576
2.6181 | 0 | 63.1964
2.625 | 0 | 64.0662
2.6319 | 0 | 60.4866
2.6389 | 0 | 52.7063
2.6458 | 0 | 55.9619
2.6528 | 0 | 59.6736
2.6597 | 0 | 58.521
2.6667 | 0 | 50.3583
2.6736 | 0 | 37.5603
2.6806 | 0 | 37.6788
2.6875 | 0 | 41.4868
2.6944 | 0 | 42.443
2.7014 | 0 | 37.7386
2.7083 | 0 | 37.7818
2.7153 | 0 | 39.8706
2.7222 | 0 | 37.8333
2.7292 | 0 | 37.8704
2.7361 | 0 | 38.6281
2.7431 | 0 | 50.0411
2.75 | 0 | 59.8148
2.7569 | 0 | 62.4378
2.7639 | 0 | 60.7505
2.7708 | 0 | 61.8167
2.7778 | 0 | 62.4315
2.7847 | 0 | 62.3466
2.7917 | 0 | 60.6489
2.7986 | 0 | 58.0104
2.8056 | 0 | 57.1573
2.8125 | 0 | 59.2734
2.8194 | 0 | 59.0507
2.8264 | 0 | 47.4853
2.8333 | 0 | 37.5717
2.8403 | 0 | 37.7082
2.8472 | 0 | 37.7941
2.8542 | 0 | 37.8497
2.8611 | 0 | 59.3071
2.8681 | 0 | 63.0083
2.875 | 0 | 62.7015
2.8819 | 0 | 62.4447
2.8889 | 0 | 60.9138
2.8958 | 0 | 61.1469
2.9028 | 0 | 62.0049
2.9097 | 0 | 61.513
2.9167 | 0 | 53.8428
2.9236 | 0 | 37.422
2.9306 | 0 | 37.6558
2.9375 | 0 | 37.8157
2.9444 | 0 | 37.9327
2.9514 | 0 | 38.0242
2.9583 | 0 | 38.1013
2.9653 | 0 | 38.1693
2.9722 | 0 | 45.695
2.9792 | 0 | 59.5221
2.9861 | 0 | 61.5422
2.9931 | 0 | 57.7708
3 | 0 | 54.3144
3.0069 | 0 | 55.0775
3.0139 | 0 | 59.4463
3.0208 | 0 | 62.3201
3.0278 | 0 | 61.9923
3.0347 | 0 | 59.543
3.0417 | 0 | 54.3998
3.0486 | 0 | 45.5978
3.0556 | 0 | 38.1892
3.0625 | 0 | 38.2942
3.0694 | 0 | 38.3724
3.0764 | 0 | 38.4339
3.0833 | 0 | 51.0252
3.0903 | 0 | 64.268
3.0972 | 0 | 64.1901
3.1042 | 0 | 64.1417
3.1111 | 0 | 63.6537
3.1181 | 0 | 38.4429
3.125 | 0 | 38.5305
3.1319 | 0 | 38.5909
3.1389 | 0 | 60.9238
3.1458 | 0 | 64.3978
3.1528 | 0 | 64.3181
3.1597 | 0 | 64.2494
3.1667 | 0 | 64.187
3.1736 | 0 | 64.1263
3.1806 | 0 | 53.4789
3.1875 | 0 | 38.5141
3.1944 | 0 | 38.5737
3.2014 | 0 | 38.6105
3.2083 | 0 | 38.6312
3.2153 | 0 | 39.6031
3.2222 | 0 | 50.6317
3.2292 | 0 | 57.5931
3.2361 | 0 | 62.1978
3.2431 | 0 | 61.7002
3.25 | 0 | 57.2987
3.2569 | 0 | 56.7004
3.2639 | 0 | 56.8194
3.2708 | 0 | 56.5421
3.2778 | 0 | 58.8839
3.2847 | 0 | 59.5771
3.2917 | 0 | 55.966
3.2986 | 0 | 57.7632
3.3056 | 0 | 60.8969
3.3125 | 0 | 58.6482
3.3194 | 0 | 52.8324
3.3264 | 0 | 49.3748
3.3333 | 0 | 46.4037
3.3403 | 0 | 52.6247
3.3472 | 0 | 60.5772
3.3542 | 0 | 61.8265
3.3611 | 0 | 61.4645
3.3681 | 0 | 57.7285
3.375 | 0 | 43.4791
3.3819 | 0 | 37.2611
3.3889 | 0 | 37.3571
3.3958 | 0 | 37.4041
3.4028 | 0 | 50.9175
3.4097 | 0 | 59.5063
3.4167 | 0 | 57.6786
3.4236 | 0 | 51.8299
3.4306 | 0 | 49.1517
3.4375 | 0 | 54.9949
3.4444 | 0 | 60.2026
3.4514 | 0 | 59.9082
3.4583 | 0 | 59.7116
3.4653 | 0 | 59.597
3.4722 | 0 | 40.9295
3.4792 | 0 | 36.7005
3.4861 | 0 | 36.8893
3.4931 | 0 | 37.0061
3.5 | 0 | 37.0805
3.5069 | 0 | 49.6901
3.5139 | 0 | 55.6599
3.5208 | 0 | 56.8409
3.5278 | 0 | 54.1659
3.5347 | 0 | 51.0197
3.5417 | 0 | 47.3888
3.5486 | 0 | 36.5364
3.5556 | 0 | 36.5771
3.5625 | 0 | 36.5848
3.5694 | 0 | 36.571
3.5764 | 0 | 43.7976
3.5833 | 0 | 49.8217
3.5903 | 0 | 47.1075
3.5972 | 0 | 51.2204
3.6042 | 0 | 57.8248
3.6111 | 0 | 59.715
3.6181 | 0 | 59.4489
3.625 | 0 | 59.2075
3.6319 | 0 | 58.9856
3.6389 | 0 | 58.7744
3.6458 | 0 | 52.9746
3.6528 | 0 | 35.4208
3.6597 | 0 | 35.5063
3.6667 | 0 | 35.5399
3.6736 | 0 | 35.5447
3.6806 | 0 | 50.3678
3.6875 | 0 | 56.7033
3.6944 | 0 | 58.4182
3.7014 | 0 | 58.1306
3.7083 | 0 | 57.8926
3.7153 | 0 | 57.7035
3.7222 | 0 | 57.5574
3.7292 | 0 | 53.3923
3.7361 | 0 | 34.7708
3.7431 | 0 | 34.9129
3.75 | 0 | 34.9932
3.7569 | 0 | 47.3367
3.7639 | 0 | 55.4859
3.7708 | 0 | 51.9939
3.7778 | 0 | 34.8001
3.7847 | 0 | 34.859
3.7917 | 0 | 34.8889
3.7986 | 0 | 42.3981
3.8056 | 0 | 54.474
3.8125 | 0 | 54.1939
3.8194 | 0 | 49.4698
3.8264 | 0 | 49.0174
3.8333 | 0 | 50.6418
3.8403 | 0 | 50.2359
3.8472 | 0 | 43.766
3.8542 | 0 | 34.4535
3.8611 | 0 | 34.5352
3.8681 | 0 | 50.5521
3.875 | 0 | 54.7427
3.8819 | 0 | 48.2111
3.8889 | 0 | 34.4232
3.8958 | 0 | 34.518
3.9028 | 0 | 34.5852
3.9097 | 0 | 41.5605
3.9167 | 0 | 51.4183
3.9236 | 0 | 51.2142
3.9306 | 0 | 55.3783
3.9375 | 0 | 57.1322
3.9444 | 0 | 56.1683
3.9514 | 0 | 49.0109
3.9583 | 0 | 46.3314
3.9653 | 0 | 50.7895
3.9722 | 0 | 56.9279
3.9792 | 0 | 57.5205
3.9861 | 0 | 57.5577
3.9931 | 0 | 56.6081
4 | 0 | 52.206
4.0069 | 0 | 49.4787
4.0139 | 0 | 49.9324
4.0208 | 0 | 53.0457
4.0278 | 0 | 54.4548
4.0347 | 0 | 53.0972
4.0417 | 0 | 50.8208
4.0486 | 0 | 50.3184
4.0556 | 0 | 51.2963
4.0625 | 0 | 54.3727
4.0694 | 0 | 54.2953
4.0764 | 0 | 51.5214
4.0833 | 0 | 47.647
4.0903 | 0 | 41.5488
4.0972 | 0 | 46.1567
4.1042 | 0 | 53.2287
4.1111 | 0 | 54.405
4.1181 | 0 | 50.5246
4.125 | 0 | 33.3965
4.1319 | 0 | 33.3788
4.1389 | 0 | 33.3485
4.1458 | 0 | 33.3076
4.1528 | 0 | 33.2607
4.1597 | 0 | 33.2121
4.1667 | 0 | 33.166
4.1736 | 0 | 42.8606
4.1806 | 0 | 42.8078
4.1875 | 0 | 33.019
4.1944 | 0 | 33.0115
4.2014 | 0 | 36.6984
4.2083 | 0 | 51.7143
4.2153 | 0 | 54.0427
4.2222 | 0 | 53.1772
4.2292 | 0 | 50.4071
4.2361 | 0 | 51.4963
4.2431 | 0 | 53.8127
4.25 | 0 | 53.7548
4.2569 | 0 | 52.9296
4.2639 | 0 | 51.1665
4.2708 | 0 | 46.4759
4.2778 | 0 | 33.1157
4.2847 | 0 | 32.6891
4.2917 | 0 | 32.6873
4.2986 | 0 | 32.677
4.3056 | 0 | 32.6604
4.3125 | 0 | 32.639
4.3194 | 0 | 36.911
4.3264 | 0 | 46.828
4.3333 | 0 | 48.4708
4.3403 | 0 | 47.7973
4.3472 | 0 | 49.6031
4.3542 | 0 | 51.1584
4.3611 | 0 | 51.6571
4.3681 | 0 | 51.4102
4.375 | 0 | 50.5551
4.3819 | 0 | 50.6261
4.3889 | 0 | 52.319
4.3958 | 0 | 52.4646
4.4028 | 0 | 52.3787
4.4097 | 0 | 49.5955
4.4167 | 0 | 43.5179
4.4236 | 0 | 38.5926
4.4306 | 0 | 31.956
4.4375 | 0 | 31.9583
4.4444 | 0 | 31.9518
4.4514 | 0 | 31.9383
4.4583 | 0 | 44.9801
4.4653 | 0 | 48.8071
4.4722 | 0 | 47.0105
4.4792 | 0 | 31.7944
4.4861 | 0 | 31.7941
4.4931 | 0 | 31.7907
4.5 | 0 | 31.7797
4.5069 | 0 | 31.7626
4.5139 | 0 | 31.7413
4.5208 | 0 | 31.7171
4.5278 | 0 | 31.6903
4.5347 | 0 | 38.421
4.5417 | 0 | 47.0081
4.5486 | 0 | 46.8684
4.5556 | 0 | 41.3496
4.5625 | 0 | 35.104
4.5694 | 0 | 31.4585
4.5764 | 0 | 31.4345
4.5833 | 0 | 43.4296
4.5903 | 0 | 45.2269
4.5972 | 0 | 42.0979
4.6042 | 0 | 35.2753
4.6111 | 0 | 37.3051
4.6181 | 0 | 42.1688
4.625 | 0 | 47.4122
4.6319 | 0 | 48.7328
4.6389 | 0 | 46.3007
4.6458 | 0 | 43.3558
4.6528 | 0 | 43.8663
4.6597 | 0 | 46.0105
4.6667 | 0 | 47.2082
4.6736 | 0 | 50.014
4.6806 | 0 | 50.5717
4.6875 | 0 | 50.4942
4.6944 | 0 | 49.0929
4.7014 | 0 | 43.9435
4.7083 | 0 | 43.6127
4.7153 | 0 | 48.1226
4.7222 | 0 | 50.2337
4.7292 | 0 | 50.15
4.7361 | 0 | 50.0691
4.7431 | 0 | 49.2686
4.75 | 0 | 49.1899
4.7569 | 0 | 49.8412
4.7639 | 0 | 49.7574
4.7708 | 0 | 49.6714
4.7778 | 0 | 49.092
4.7847 | 0 | 43.6427
4.7917 | 0 | 37.5552
4.7986 | 0 | 44.6603
4.8056 | 0 | 46.9958
4.8125 | 0 | 45.2122
4.8194 | 0 | 33.3008
4.8264 | 0 | 30.0472
4.8333 | 0 | 30.0824
4.8403 | 0 | 36.3873
4.8472 | 0 | 46.2437
4.8542 | 0 | 43.9944
4.8611 | 0 | 30.0452
4.8681 | 0 | 30.101
4.875 | 0 | 30.1502
4.8819 | 0 | 30.1936
4.8889 | 0 | 38.0689
4.8958 | 0 | 44.1846
4.9028 | 0 | 45.5248
4.9097 | 0 | 46.4802
4.9167 | 0 | 46.6364
4.9236 | 0 | 43.4468
4.9306 | 0 | 34.6143
4.9375 | 0 | 30.329
4.9444 | 0 | 31.2175
4.9514 | 0 | 41.8406
4.9583 | 0 | 47.8485
4.9653 | 0 | 49.9166
4.9722 | 0 | 49.8681
4.9792 | 0 | 49.776
4.9861 | 0 | 45.4474
4.9931 | 0 | 38.26
5 | 0 | 37.9808
5.0069 | 0 | 44.5919
5.0139 | 0 | 49.3469
5.0208 | 0 | 49.9217
5.0278 | 0 | 49.9222
5.0347 | 0 | 49.4973
5.0417 | 0 | 46.2261
5.0486 | 0 | 42.8531
5.0556 | 0 | 46.2355
5.0625 | 0 | 47.7417
5.0694 | 0 | 47.7884
5.0764 | 0 | 48.7816
5.0833 | 0 | 46.6637
5.0903 | 0 | 41.1082
5.0972 | 0 | 45.0544
5.1042 | 0 | 49.4683
5.1111 | 0 | 50.8465
5.1181 | 0 | 50.8973
5.125 | 0 | 50.946
5.1319 | 0 | 50.6505
5.1389 | 0 | 45.4269
5.1458 | 0 | 35.5334
5.1528 | 0 | 37.8501
5.1597 | 0 | 37.2824
5.1667 | 0 | 40.7717
5.1736 | 0 | 49.2256
5.1806 | 0 | 50.8799
5.1875 | 0 | 49.4475
5.1944 | 0 | 50.0359
5.2014 | 0 | 47.4292
5.2083 | 0 | 37.1652
5.2153 | 0 | 43.7914
5.2222 | 0 | 49.3076
5.2292 | 0 | 51.0885
5.2361 | 0 | 51.3188
5.2431 | 0 | 51.2798
5.25 | 0 | 51.2457
5.2569 | 0 | 49.6802
5.2639 | 0 | 47.0373
5.2708 | 0 | 41.7541
5.2778 | 0 | 43.8711
5.2847 | 0 | 45.9864
5.2917 | 0 | 43.6462
5.2986 | 0 | 31.5191
5.3056 | 0 | 31.5645
5.3125 | 0 | 31.6016
5.3194 | 0 | 31.6301
5.3264 | 0 | 41.1077
5.3333 | 0 | 50.3992
5.3403 | 0 | 51.5154
5.3472 | 0 | 51.4739
5.3542 | 0 | 51.4464
5.3611 | 0 | 51.4317
5.3681 | 0 | 51.4287
5.375 | 0 | 49.4047
5.3819 | 0 | 39.9481
5.3889 | 0 | 31.6281
5.3958 | 0 | 31.6697
5.4028 | 0 | 31.701
5.4097 | 0 | 31.7225
5.4167 | 0 | 31.7369
5.4236 | 0 | 45.2115
5.4306 | 0 | 51.0774
5.4375 | 0 | 51.7464
5.4444 | 0 | 51.7081
5.4514 | 0 | 51.6731
5.4583 | 0 | 51.6391
5.4653 | 0 | 49.9626
5.4722 | 0 | 49.3814
5.4792 | 0 | 49.4363
5.4861 | 0 | 45.3704
5.4931 | 0 | 41.362
5.5 | 0 | 40.5594
5.5069 | 0 | 37.4931
5.5139 | 0 | 42.863
5.5208 | 0 | 46.7407
5.5278 | 0 | 45.8668
5.5347 | 0 | 43.7731
5.5417 | 0 | 47.7663
5.5486 | 0 | 50.8935
5.5556 | 0 | 51.2122
5.5625 | 0 | 50.9938
5.5694 | 0 | 49.9992
5.5764 | 0 | 49.1807
5.5833 | 0 | 50.3988
5.5903 | 0 | 50.8879
5.5972 | 0 | 50.6288
5.6042 | 0 | 49.5304
5.6111 | 0 | 47.2307
5.6181 | 0 | 31.3099
5.625 | 0 | 31.0083
5.6319 | 0 | 31.0221
5.6389 | 0 | 32.0879
5.6458 | 0 | 48.0595
5.6528 | 0 | 50.3007
5.6597 | 0 | 45.6463
5.6667 | 0 | 30.9051
5.6736 | 0 | 30.908
5.6806 | 0 | 30.9027
5.6875 | 0 | 46.2511
5.6944 | 0 | 49.7997
5.7014 | 0 | 49.8117
5.7083 | 0 | 46.2942
5.7153 | 0 | 37.1385
5.7222 | 0 | 31.9593
5.7292 | 0 | 30.617
5.7361 | 0 | 30.6028
5.7431 | 0 | 30.5835
5.75 | 0 | 30.5609
5.7569 | 0 | 43.4345
5.7639 | 0 | 49.3642
5.7708 | 0 | 49.3732
5.7778 | 0 | 41.4577
5.7847 | 0 | 30.3004
5.7917 | 0 | 30.3219
5.7986 | 0 | 35.6128
5.8056 | 0 | 43.2312
5.8125 | 0 | 44.9121
5.8194 | 0 | 40.1461
5.8264 | 0 | 30.2675
5.8333 | 0 | 30.3072
5.8403 | 0 | 30.3419
5.8472 | 0 | 30.3719
5.8542 | 0 | 41.6906
5.8611 | 0 | 49.0964
5.8681 | 0 | 49.9468
5.875 | 0 | 48.7117
5.8819 | 0 | 39.5147
5.8889 | 0 | 30.378
5.8958 | 0 | 30.4306
5.9028 | 0 | 45.657
5.9097 | 0 | 49.7792
5.9167 | 0 | 48.9955
5.9236 | 0 | 44.5479
5.9306 | 0 | 42.5316
5.9375 | 0 | 48.352
5.9444 | 0 | 50.004
5.9514 | 0 | 49.9752
5.9583 | 0 | 49.9616
5.9653 | 0 | 45.7013
5.9722 | 0 | 39.8644
5.9792 | 0 | 40.8524
5.9861 | 0 | 44.5346
5.9931 | 0 | 47.1122
6 | 0 | 49.2814
6.0069 | 0 | 50.3243
6.0139 | 0 | 50.3683
6.0208 | 0 | 50.4199
6.0278 | 0 | 50.3311
6.0347 | 0 | 47.4944
6.0417 | 0 | 38.508
6.0486 | 0 | 30.9264
6.0556 | 0 | 31.0071
6.0625 | 0 | 31.0778
6.0694 | 0 | 31.1408
6.0764 | 0 | 31.1996
6.0833 | 0 | 31.2549
6.0903 | 0 | 31.3074
6.0972 | 0 | 31.3572
6.1042 | 0 | 40.7413
6.1111 | 0 | 45.5819
6.1181 | 0 | 44.7962
6.125 | 0 | 39.9264
6.1319 | 0 | 42.2241
6.1389 | 0 | 49.2266
6.1458 | 0 | 50.3152
6.1528 | 0 | 46.3982
6.1597 | 0 | 39.8249
6.1667 | 0 | 31.6364
6.1736 | 0 | 31.6763
6.1806 | 0 | 31.7123
6.1875 | 0 | 31.7436
6.1944 | 0 | 31.7713
6.2014 | 0 | 41.6797
6.2083 | 0 | 49.4825
6.2153 | 0 | 51.3846
6.2222 | 0 | 52.0494
6.2292 | 0 | 52.0387
6.2361 | 0 | 51.8198
6.2431 | 0 | 50.4848
6.25 | 0 | 48.3931
6.2569 | 0 | 42.3768
6.2639 | 0 | 43.5408
6.2708 | 0 | 48.0806
6.2778 | 0 | 50.3129
6.2847 | 0 | 51.2792
6.2917 | 0 | 51.2964
6.2986 | 0 | 47.6487
6.3056 | 0 | 35.3928
6.3125 | 0 | 31.857
6.3194 | 0 | 31.8902
6.3264 | 0 | 31.9193
6.3333 | 0 | 43.1073
6.3403 | 0 | 52.0882
6.3472 | 0 | 52.1835
6.3542 | 0 | 52.1718
6.3611 | 0 | 52.1744
6.3681 | 0 | 52.1869
6.375 | 0 | 51.6247
6.3819 | 0 | 49.6484
6.3889 | 0 | 38.251
6.3958 | 0 | 31.9925
6.4028 | 0 | 32.0245
6.4097 | 0 | 32.047
6.4167 | 0 | 40.5838
6.4236 | 0 | 49.7379
6.4306 | 0 | 52.1647
6.4375 | 0 | 51.9646
6.4444 | 0 | 49.392
6.4514 | 0 | 38.9117
6.4583 | 0 | 31.9873
6.4653 | 0 | 31.9947
6.4722 | 0 | 31.9944
6.4792 | 0 | 31.986
6.4861 | 0 | 31.9708
6.4931 | 0 | 44.0227
6.5 | 0 | 48.5995
6.5069 | 0 | 50.1675
6.5139 | 0 | 49.9592
6.5208 | 0 | 47.7123
6.5278 | 0 | 40.0277
6.5347 | 0 | 31.6751
6.5417 | 0 | 31.6453
6.5486 | 0 | 31.6076
6.5556 | 0 | 43.7571
6.5625 | 0 | 48.852
6.5694 | 0 | 43.6655
6.5764 | 0 | 31.3049
6.5833 | 0 | 31.2622
6.5903 | 0 | 31.2132
6.5972 | 0 | 31.1566
6.6042 | 0 | 31.0938
6.6111 | 0 | 31.0289
6.6181 | 0 | 30.9634
6.625 | 0 | 30.8966
6.6319 | 0 | 30.8275
6.6389 | 0 | 30.7567
6.6458 | 0 | 30.6855
6.6528 | 0 | 35.1169
6.6597 | 0 | 45.7306
6.6667 | 0 | 49.0472
6.6736 | 0 | 49.2951
6.6806 | 0 | 48.9926
6.6875 | 0 | 48.7392
6.6944 | 0 | 45.2838
6.7014 | 0 | 29.7944
6.7083 | 0 | 29.9103
6.7153 | 0 | 29.9873
6.7222 | 0 | 42.2895
6.7292 | 0 | 48.2311
6.7361 | 0 | 48.8906
6.7431 | 0 | 48.7939
6.75 | 0 | 48.7488
6.7569 | 0 | 48.7417
6.7639 | 0 | 46.1912
6.7708 | 0 | 36.5249
6.7778 | 0 | 29.9273
6.7847 | 0 | 30.0262
6.7917 | 0 | 30.093
6.7986 | 0 | 32.7696
6.8056 | 0 | 30.1621
6.8125 | 0 | 30.1911
6.8194 | 0 | 30.2148
6.8264 | 0 | 30.2333
6.8333 | 0 | 40.3876
6.8403 | 0 | 42.313
6.8472 | 0 | 30.2027
6.8542 | 0 | 34.1671
6.8611 | 0 | 46.8707
6.8681 | 0 | 49.7486
6.875 | 0 | 49.664
6.8819 | 0 | 49.5947
6.8889 | 0 | 46.4094
6.8958 | 0 | 36.0571
6.9028 | 0 | 42.1106
6.9097 | 0 | 47.5445
6.9167 | 0 | 48.7269
6.9236 | 0 | 48.288
6.9306 | 0 | 46.2063
6.9375 | 0 | 42.8703
6.9444 | 0 | 45.8075
6.9514 | 0 | 49.247
6.9583 | 0 | 49.633
6.9653 | 0 | 49.6505
6.9722 | 0 | 49.6821
6.9792 | 0 | 43.6357
6.9861 | 0 | 30.3324
6.9931 | 0 | 30.4358
7 | 0 | 30.5198

## Temp
Temp
Time | Temperature (Influent)
d | Â°C
0 | 20
0.0069444 | 20
0.013889 | 20
0.020833 | 20
0.027778 | 20
0.034722 | 20
0.041667 | 20
0.048611 | 20
0.055556 | 20
0.0625 | 20
0.069444 | 20
0.076389 | 20
0.083333 | 20
0.090278 | 20
0.097222 | 20
0.10417 | 20
0.11111 | 20
0.11806 | 20
0.125 | 20
0.13194 | 20
0.13889 | 20
0.14583 | 20
0.15278 | 20
0.15972 | 20
0.16667 | 20
0.17361 | 20
0.18056 | 20
0.1875 | 20
0.19444 | 20
0.20139 | 20
0.20833 | 20
0.21528 | 20
0.22222 | 20
0.22917 | 20
0.23611 | 20
0.24306 | 20
0.25 | 20
0.25694 | 20
0.26389 | 20
0.27083 | 20
0.27778 | 20
0.28472 | 20
0.29167 | 20
0.29861 | 20
0.30556 | 20
0.3125 | 20
0.31944 | 20
0.32639 | 20
0.33333 | 20
0.34028 | 20
0.34722 | 20
0.35417 | 20
0.36111 | 20
0.36806 | 20
0.375 | 20
0.38194 | 20
0.38889 | 20
0.39583 | 20
0.40278 | 20
0.40972 | 20
0.41667 | 20
0.42361 | 20
0.43056 | 20
0.4375 | 20
0.44444 | 20
0.45139 | 20
0.45833 | 20
0.46528 | 20
0.47222 | 20
0.47917 | 20
0.48611 | 20
0.49306 | 20
0.5 | 20
0.50694 | 20
0.51389 | 20
0.52083 | 20
0.52778 | 20
0.53472 | 20
0.54167 | 20
0.54861 | 20
0.55556 | 20
0.5625 | 20
0.56944 | 20
0.57639 | 20
0.58333 | 20
0.59028 | 20
0.59722 | 20
0.60417 | 20
0.61111 | 20
0.61806 | 20
0.625 | 20
0.63194 | 20
0.63889 | 20
0.64583 | 20
0.65278 | 20
0.65972 | 20
0.66667 | 20
0.67361 | 20
0.68056 | 20
0.6875 | 20
0.69444 | 20
0.70139 | 20
0.70833 | 20
0.71528 | 20
0.72222 | 20
0.72917 | 20
0.73611 | 20
0.74306 | 20
0.75 | 20
0.75694 | 20
0.76389 | 20
0.77083 | 20
0.77778 | 20
0.78472 | 20
0.79167 | 20
0.79861 | 20
0.80556 | 20
0.8125 | 20
0.81944 | 20
0.82639 | 20
0.83333 | 20
0.84028 | 20
0.84722 | 20
0.85417 | 20
0.86111 | 20
0.86806 | 20
0.875 | 20
0.88194 | 20
0.88889 | 20
0.89583 | 20
0.90278 | 20
0.90972 | 20
0.91667 | 20
0.92361 | 20
0.93056 | 20
0.9375 | 20
0.94444 | 20
0.95139 | 20
0.95833 | 20
0.96528 | 20
0.97222 | 20
0.97917 | 20
0.98611 | 20
0.99306 | 20
1 | 20
1.0069 | 20
1.0139 | 20
1.0208 | 20
1.0278 | 20
1.0347 | 20
1.0417 | 20
1.0486 | 20
1.0556 | 20
1.0625 | 20
1.0694 | 20
1.0764 | 20
1.0833 | 20
1.0903 | 20
1.0972 | 20
1.1042 | 20
1.1111 | 20
1.1181 | 20
1.125 | 20
1.1319 | 20
1.1389 | 20
1.1458 | 20
1.1528 | 20
1.1597 | 20
1.1667 | 20
1.1736 | 20
1.1806 | 20
1.1875 | 20
1.1944 | 20
1.2014 | 20
1.2083 | 20
1.2153 | 20
1.2222 | 20
1.2292 | 20
1.2361 | 20
1.2431 | 20
1.25 | 20
1.2569 | 20
1.2639 | 20
1.2708 | 20
1.2778 | 20
1.2847 | 20
1.2917 | 20
1.2986 | 20
1.3056 | 20
1.3125 | 20
1.3194 | 20
1.3264 | 20
1.3333 | 20
1.3403 | 20
1.3472 | 20
1.3542 | 20
1.3611 | 20
1.3681 | 20
1.375 | 20
1.3819 | 20
1.3889 | 20
1.3958 | 20
1.4028 | 20
1.4097 | 20
1.4167 | 20
1.4236 | 20
1.4306 | 20
1.4375 | 20
1.4444 | 20
1.4514 | 20
1.4583 | 20
1.4653 | 20
1.4722 | 20
1.4792 | 20
1.4861 | 20
1.4931 | 20
1.5 | 20
1.5069 | 20
1.5139 | 20
1.5208 | 20
1.5278 | 20
1.5347 | 20
1.5417 | 20
1.5486 | 20
1.5556 | 20
1.5625 | 20
1.5694 | 20
1.5764 | 20
1.5833 | 20
1.5903 | 20
1.5972 | 20
1.6042 | 20
1.6111 | 20
1.6181 | 20
1.625 | 20
1.6319 | 20
1.6389 | 20
1.6458 | 20
1.6528 | 20
1.6597 | 20
1.6667 | 20
1.6736 | 20
1.6806 | 20
1.6875 | 20
1.6944 | 20
1.7014 | 20
1.7083 | 20
1.7153 | 20
1.7222 | 20
1.7292 | 20
1.7361 | 20
1.7431 | 20
1.75 | 20
1.7569 | 20
1.7639 | 20
1.7708 | 20
1.7778 | 20
1.7847 | 20
1.7917 | 20
1.7986 | 20
1.8056 | 20
1.8125 | 20
1.8194 | 20
1.8264 | 20
1.8333 | 20
1.8403 | 20
1.8472 | 20
1.8542 | 20
1.8611 | 20
1.8681 | 20
1.875 | 20
1.8819 | 20
1.8889 | 20
1.8958 | 20
1.9028 | 20
1.9097 | 20
1.9167 | 20
1.9236 | 20
1.9306 | 20
1.9375 | 20
1.9444 | 20
1.9514 | 20
1.9583 | 20
1.9653 | 20
1.9722 | 20
1.9792 | 20
1.9861 | 20
1.9931 | 20
2 | 20
2.0069 | 20
2.0139 | 20
2.0208 | 20
2.0278 | 20
2.0347 | 20
2.0417 | 20
2.0486 | 20
2.0556 | 20
2.0625 | 20
2.0694 | 20
2.0764 | 20
2.0833 | 20
2.0903 | 20
2.0972 | 20
2.1042 | 20
2.1111 | 20
2.1181 | 20
2.125 | 20
2.1319 | 20
2.1389 | 20
2.1458 | 20
2.1528 | 20
2.1597 | 20
2.1667 | 20
2.1736 | 20
2.1806 | 20
2.1875 | 20
2.1944 | 20
2.2014 | 20
2.2083 | 20
2.2153 | 20
2.2222 | 20
2.2292 | 20
2.2361 | 20
2.2431 | 20
2.25 | 20
2.2569 | 20
2.2639 | 20
2.2708 | 20
2.2778 | 20
2.2847 | 20
2.2917 | 20
2.2986 | 20
2.3056 | 20
2.3125 | 20
2.3194 | 20
2.3264 | 20
2.3333 | 20
2.3403 | 20
2.3472 | 20
2.3542 | 20
2.3611 | 20
2.3681 | 20
2.375 | 20
2.3819 | 20
2.3889 | 20
2.3958 | 20
2.4028 | 20
2.4097 | 20
2.4167 | 20
2.4236 | 20
2.4306 | 20
2.4375 | 20
2.4444 | 20
2.4514 | 20
2.4583 | 20
2.4653 | 20
2.4722 | 20
2.4792 | 20
2.4861 | 20
2.4931 | 20
2.5 | 20
2.5069 | 20
2.5139 | 20
2.5208 | 20
2.5278 | 20
2.5347 | 20
2.5417 | 20
2.5486 | 20
2.5556 | 20
2.5625 | 20
2.5694 | 20
2.5764 | 20
2.5833 | 20
2.5903 | 20
2.5972 | 20
2.6042 | 20
2.6111 | 20
2.6181 | 20
2.625 | 20
2.6319 | 20
2.6389 | 20
2.6458 | 20
2.6528 | 20
2.6597 | 20
2.6667 | 20
2.6736 | 20
2.6806 | 20
2.6875 | 20
2.6944 | 20
2.7014 | 20
2.7083 | 20
2.7153 | 20
2.7222 | 20
2.7292 | 20
2.7361 | 20
2.7431 | 20
2.75 | 20
2.7569 | 20
2.7639 | 20
2.7708 | 20
2.7778 | 20
2.7847 | 20
2.7917 | 20
2.7986 | 20
2.8056 | 20
2.8125 | 20
2.8194 | 20
2.8264 | 20
2.8333 | 20
2.8403 | 20
2.8472 | 20
2.8542 | 20
2.8611 | 20
2.8681 | 20
2.875 | 20
2.8819 | 20
2.8889 | 20
2.8958 | 20
2.9028 | 20
2.9097 | 20
2.9167 | 20
2.9236 | 20
2.9306 | 20
2.9375 | 20
2.9444 | 20
2.9514 | 20
2.9583 | 20
2.9653 | 20
2.9722 | 20
2.9792 | 20
2.9861 | 20
2.9931 | 20
3 | 20
3.0069 | 19
3.0139 | 19
3.0208 | 19
3.0278 | 19
3.0347 | 19
3.0417 | 19
3.0486 | 19
3.0556 | 19
3.0625 | 19
3.0694 | 19
3.0764 | 19
3.0833 | 19
3.0903 | 19
3.0972 | 19
3.1042 | 19
3.1111 | 19
3.1181 | 19
3.125 | 19
3.1319 | 19
3.1389 | 19
3.1458 | 19
3.1528 | 19
3.1597 | 19
3.1667 | 19
3.1736 | 19
3.1806 | 19
3.1875 | 19
3.1944 | 19
3.2014 | 19
3.2083 | 19
3.2153 | 19
3.2222 | 19
3.2292 | 19
3.2361 | 19
3.2431 | 19
3.25 | 19
3.2569 | 19
3.2639 | 19
3.2708 | 19
3.2778 | 19
3.2847 | 19
3.2917 | 19
3.2986 | 19
3.3056 | 19
3.3125 | 19
3.3194 | 19
3.3264 | 19
3.3333 | 19
3.3403 | 19
3.3472 | 19
3.3542 | 19
3.3611 | 19
3.3681 | 19
3.375 | 19
3.3819 | 19
3.3889 | 19
3.3958 | 19
3.4028 | 19
3.4097 | 19
3.4167 | 19
3.4236 | 19
3.4306 | 19
3.4375 | 19
3.4444 | 19
3.4514 | 19
3.4583 | 19
3.4653 | 19
3.4722 | 19
3.4792 | 19
3.4861 | 19
3.4931 | 19
3.5 | 19
3.5069 | 18
3.5139 | 18
3.5208 | 18
3.5278 | 18
3.5347 | 18
3.5417 | 18
3.5486 | 18
3.5556 | 18
3.5625 | 18
3.5694 | 18
3.5764 | 18
3.5833 | 18
3.5903 | 18
3.5972 | 18
3.6042 | 18
3.6111 | 18
3.6181 | 18
3.625 | 18
3.6319 | 18
3.6389 | 18
3.6458 | 18
3.6528 | 18
3.6597 | 18
3.6667 | 18
3.6736 | 18
3.6806 | 18
3.6875 | 18
3.6944 | 18
3.7014 | 18
3.7083 | 18
3.7153 | 18
3.7222 | 18
3.7292 | 18
3.7361 | 18
3.7431 | 18
3.75 | 18
3.7569 | 18
3.7639 | 18
3.7708 | 18
3.7778 | 18
3.7847 | 18
3.7917 | 18
3.7986 | 18
3.8056 | 18
3.8125 | 18
3.8194 | 18
3.8264 | 18
3.8333 | 18
3.8403 | 18
3.8472 | 18
3.8542 | 18
3.8611 | 18
3.8681 | 18
3.875 | 18
3.8819 | 18
3.8889 | 18
3.8958 | 18
3.9028 | 18
3.9097 | 18
3.9167 | 18
3.9236 | 18
3.9306 | 18
3.9375 | 18
3.9444 | 18
3.9514 | 18
3.9583 | 18
3.9653 | 18
3.9722 | 18
3.9792 | 18
3.9861 | 18
3.9931 | 18
4 | 18
4.0069 | 15
4.0139 | 15
4.0208 | 15
4.0278 | 15
4.0347 | 15
4.0417 | 15
4.0486 | 15
4.0556 | 15
4.0625 | 15
4.0694 | 15
4.0764 | 15
4.0833 | 15
4.0903 | 15
4.0972 | 15
4.1042 | 15
4.1111 | 15
4.1181 | 15
4.125 | 15
4.1319 | 15
4.1389 | 15
4.1458 | 15
4.1528 | 15
4.1597 | 15
4.1667 | 15
4.1736 | 15
4.1806 | 15
4.1875 | 15
4.1944 | 15
4.2014 | 15
4.2083 | 15
4.2153 | 15
4.2222 | 15
4.2292 | 15
4.2361 | 15
4.2431 | 15
4.25 | 15
4.2569 | 15
4.2639 | 15
4.2708 | 15
4.2778 | 15
4.2847 | 15
4.2917 | 15
4.2986 | 15
4.3056 | 15
4.3125 | 15
4.3194 | 15
4.3264 | 15
4.3333 | 15
4.3403 | 15
4.3472 | 15
4.3542 | 15
4.3611 | 15
4.3681 | 15
4.375 | 15
4.3819 | 15
4.3889 | 15
4.3958 | 15
4.4028 | 15
4.4097 | 15
4.4167 | 15
4.4236 | 15
4.4306 | 15
4.4375 | 15
4.4444 | 15
4.4514 | 15
4.4583 | 15
4.4653 | 15
4.4722 | 15
4.4792 | 15
4.4861 | 15
4.4931 | 15
4.5 | 15
4.5069 | 15
4.5139 | 15
4.5208 | 15
4.5278 | 15
4.5347 | 15
4.5417 | 15
4.5486 | 15
4.5556 | 15
4.5625 | 15
4.5694 | 15
4.5764 | 15
4.5833 | 15
4.5903 | 15
4.5972 | 15
4.6042 | 15
4.6111 | 15
4.6181 | 15
4.625 | 15
4.6319 | 15
4.6389 | 15
4.6458 | 15
4.6528 | 15
4.6597 | 15
4.6667 | 15
4.6736 | 15
4.6806 | 15
4.6875 | 15
4.6944 | 15
4.7014 | 15
4.7083 | 15
4.7153 | 15
4.7222 | 15
4.7292 | 15
4.7361 | 15
4.7431 | 15
4.75 | 15
4.7569 | 15
4.7639 | 15
4.7708 | 15
4.7778 | 15
4.7847 | 15
4.7917 | 15
4.7986 | 15
4.8056 | 15
4.8125 | 15
4.8194 | 15
4.8264 | 15
4.8333 | 15
4.8403 | 15
4.8472 | 15
4.8542 | 15
4.8611 | 15
4.8681 | 15
4.875 | 15
4.8819 | 15
4.8889 | 15
4.8958 | 15
4.9028 | 15
4.9097 | 15
4.9167 | 15
4.9236 | 15
4.9306 | 15
4.9375 | 15
4.9444 | 15
4.9514 | 15
4.9583 | 15
4.9653 | 15
4.9722 | 15
4.9792 | 15
4.9861 | 15
4.9931 | 15
5 | 15
5.0069 | 15
5.0139 | 15
5.0208 | 15
5.0278 | 15
5.0347 | 15
5.0417 | 15
5.0486 | 15
5.0556 | 15
5.0625 | 15
5.0694 | 15
5.0764 | 15
5.0833 | 15
5.0903 | 15
5.0972 | 15
5.1042 | 15
5.1111 | 15
5.1181 | 15
5.125 | 15
5.1319 | 15
5.1389 | 15
5.1458 | 15
5.1528 | 15
5.1597 | 15
5.1667 | 15
5.1736 | 15
5.1806 | 15
5.1875 | 15
5.1944 | 15
5.2014 | 15
5.2083 | 15
5.2153 | 15
5.2222 | 15
5.2292 | 15
5.2361 | 15
5.2431 | 15
5.25 | 15
5.2569 | 15
5.2639 | 15
5.2708 | 15
5.2778 | 15
5.2847 | 15
5.2917 | 15
5.2986 | 15
5.3056 | 15
5.3125 | 15
5.3194 | 15
5.3264 | 15
5.3333 | 15
5.3403 | 15
5.3472 | 15
5.3542 | 15
5.3611 | 15
5.3681 | 15
5.375 | 15
5.3819 | 15
5.3889 | 15
5.3958 | 15
5.4028 | 15
5.4097 | 15
5.4167 | 15
5.4236 | 15
5.4306 | 15
5.4375 | 15
5.4444 | 15
5.4514 | 15
5.4583 | 15
5.4653 | 15
5.4722 | 15
5.4792 | 15
5.4861 | 15
5.4931 | 15
5.5 | 15
5.5069 | 15
5.5139 | 15
5.5208 | 15
5.5278 | 15
5.5347 | 15
5.5417 | 15
5.5486 | 15
5.5556 | 15
5.5625 | 15
5.5694 | 15
5.5764 | 15
5.5833 | 15
5.5903 | 15
5.5972 | 15
5.6042 | 15
5.6111 | 15
5.6181 | 15
5.625 | 15
5.6319 | 15
5.6389 | 15
5.6458 | 15
5.6528 | 15
5.6597 | 15
5.6667 | 15
5.6736 | 15
5.6806 | 15
5.6875 | 15
5.6944 | 15
5.7014 | 15
5.7083 | 15
5.7153 | 15
5.7222 | 15
5.7292 | 15
5.7361 | 15
5.7431 | 15
5.75 | 15
5.7569 | 15
5.7639 | 15
5.7708 | 15
5.7778 | 15
5.7847 | 15
5.7917 | 15
5.7986 | 15
5.8056 | 15
5.8125 | 15
5.8194 | 15
5.8264 | 15
5.8333 | 15
5.8403 | 15
5.8472 | 15
5.8542 | 15
5.8611 | 15
5.8681 | 15
5.875 | 15
5.8819 | 15
5.8889 | 15
5.8958 | 15
5.9028 | 15
5.9097 | 15
5.9167 | 15
5.9236 | 15
5.9306 | 15
5.9375 | 15
5.9444 | 15
5.9514 | 15
5.9583 | 15
5.9653 | 15
5.9722 | 15
5.9792 | 15
5.9861 | 15
5.9931 | 15
6 | 15
6.0069 | 15
6.0139 | 15
6.0208 | 15
6.0278 | 15
6.0347 | 15
6.0417 | 15
6.0486 | 15
6.0556 | 15
6.0625 | 15
6.0694 | 15
6.0764 | 15
6.0833 | 15
6.0903 | 15
6.0972 | 15
6.1042 | 15
6.1111 | 15
6.1181 | 15
6.125 | 15
6.1319 | 15
6.1389 | 15
6.1458 | 15
6.1528 | 15
6.1597 | 15
6.1667 | 15
6.1736 | 15
6.1806 | 15
6.1875 | 15
6.1944 | 15
6.2014 | 15
6.2083 | 15
6.2153 | 15
6.2222 | 15
6.2292 | 15
6.2361 | 15
6.2431 | 15
6.25 | 15
6.2569 | 15
6.2639 | 15
6.2708 | 15
6.2778 | 15
6.2847 | 15
6.2917 | 15
6.2986 | 15
6.3056 | 15
6.3125 | 15
6.3194 | 15
6.3264 | 15
6.3333 | 15
6.3403 | 15
6.3472 | 15
6.3542 | 15
6.3611 | 15
6.3681 | 15
6.375 | 15
6.3819 | 15
6.3889 | 15
6.3958 | 15
6.4028 | 15
6.4097 | 15
6.4167 | 15
6.4236 | 15
6.4306 | 15
6.4375 | 15
6.4444 | 15
6.4514 | 15
6.4583 | 15
6.4653 | 15
6.4722 | 15
6.4792 | 15
6.4861 | 15
6.4931 | 15
6.5 | 15
6.5069 | 15
6.5139 | 15
6.5208 | 15
6.5278 | 15
6.5347 | 15
6.5417 | 15
6.5486 | 15
6.5556 | 15
6.5625 | 15
6.5694 | 15
6.5764 | 15
6.5833 | 15
6.5903 | 15
6.5972 | 15
6.6042 | 15
6.6111 | 15
6.6181 | 15
6.625 | 15
6.6319 | 15
6.6389 | 15
6.6458 | 15
6.6528 | 15
6.6597 | 15
6.6667 | 15
6.6736 | 15
6.6806 | 15
6.6875 | 15
6.6944 | 15
6.7014 | 15
6.7083 | 15
6.7153 | 15
6.7222 | 15
6.7292 | 15
6.7361 | 15
6.7431 | 15
6.75 | 15
6.7569 | 15
6.7639 | 15
6.7708 | 15
6.7778 | 15
6.7847 | 15
6.7917 | 15
6.7986 | 15
6.8056 | 15
6.8125 | 15
6.8194 | 15
6.8264 | 15
6.8333 | 15
6.8403 | 15
6.8472 | 15
6.8542 | 15
6.8611 | 15
6.8681 | 15
6.875 | 15
6.8819 | 15
6.8889 | 15
6.8958 | 15
6.9028 | 15
6.9097 | 15
6.9167 | 15
6.9236 | 15
6.9306 | 15
6.9375 | 15
6.9444 | 15
6.9514 | 15
6.9583 | 15
6.9653 | 15
6.9722 | 15
6.9792 | 15
6.9861 | 15
6.9931 | 15
7 | 15
15
20
17.6449
2.3488

## Model
Model overview
Name: | Sumo1
Settings
Key parameters
Symbol | Name | Value | Unit | Comment
KO2,NITO,AS | Half-saturation of O2 for NITOs (AS) | 0.6 | g O2/m3
KNHx,NITO,AS | Half-saturation of NHx for NITOs (AS) | 0.5 | g N/m3
iCV,XB | COD of biodegradable substrate in volatile solids | 1.8 | g COD.g VSS-1
iCV,XU | COD of particulate unbiodegradable organics in volatile solids | 1.3 | g COD.g VSS-1
iCV,BIO | COD of biomass in volatile solids | 1.42 | g COD.g VSS-1
iCV,XE | COD of endogenous products in volatile solids | 1.42 | g COD.g VSS-1
μNITO | Maximum specific growth rate of NITOs | 0.9 | 1/d
μOHO | Maximum specific growth rate of OHOs | 4 | 1/d
KSB,AS | Half-saturation of readily biodegradable substrate for OHOs (AS) | 5 | g COD/m3
KO2,OHO,AS | Half-saturation of O2 for OHOs (AS) | 0.15 | g O2/m3
μCASTO | Maximum specific growth rate of CASTOs | 1 | 1/d
qPAO,PP | Maximum polyphosphate uptake rate of PAOs | 0.1 | 1/d
KPO4,PAO,AS | Half-saturation of PO4 for PAOs (AS) | 0.3 | g P/m3
qHYD | Rate of hydrolysis | 2 | 1/d
Ordinary heterotrophic organism kinetics (OHO)
Symbol | Name | Value | Unit | Comment
μOHO | Maximum specific growth rate of OHOs | 4 | 1/d
μFERM,OHO | Fermentation growth rate of OHOs | 0.3 | 1/d
bOHO | Decay rate of OHOs | 0.62 | 1/d
ηOHO,anox | Reduction factor for anoxic growth of OHOs | 0.6
KSB,AS | Half-saturation of readily biodegradable substrate for OHOs (AS) | 5 | g COD/m3
KO2,OHO,AS | Half-saturation of O2 for OHOs (AS) | 0.15 | g O2/m3
KVFA,AS | Half-saturation of VFA for OHOs (AS) | 0.5 | g COD/m3
KMEOL,OHO,AS | Half-saturation of methanol for OHOs (AS) | 0.1 | g COD/m3
KNOx,OHO,AS | Half-saturation of NOx for OHOs (AS) | 0.03 | g N/m3
KVFA,FERM,AS | Half-saturation of VFA in fermentation of OHOs (AS) | 50 | g COD/m3
KSB,ana,AS | Half-saturation of readily biodegradable substrate in fermentation by OHOs in mainstream (AS) | 5 | g COD/m3
KSB,ana,DIG | Half-saturation of readily biodegradable substrate in fermentation by OHOs in digester (AS) | 350 | g COD/m3
Anoxic methanol utilizer kinetics (MEOLO)
Symbol | Name | Value | Unit | Comment
μMEOLO | Maximum specific growth rate of MEOLOs | 1.3 | 1/d
bMEOLO | Decay rate of MEOLOs | 0.05 | 1/d
qMEOL | Rate of methanol degradation by MEOLOs under anaerobic conditions | 10 | 1/d | To clean up any remaining methanol in digesters without having to ferment mechanistically
KMEOL,AS | Half-saturation of methanol for MEOLOs (AS) | 0.5 | g COD/m3
KiO2,MEOLO,AS | Half-inhibition of O2 for MEOLOs (AS) | 0.05 | g O2/m3
KNOx,MEOLO,AS | Half-saturation of NOx for MEOLOs (AS) | 0.03 | g N/m3
Carbon storing organism kinetics (CASTO)
Symbol | Name | Value | Unit | Comment
μCASTO | Maximum specific growth rate of CASTOs | 1 | 1/d
qPAO,PP | Maximum polyphosphate uptake rate of PAOs | 0.1 | 1/d
μFERM,PAO | Fermentation growth rate of PAOs | 0.45 | 1/d
μPAO,lim | Maximum specific growth rate of PAOs under P limited | 0.49 | 1/d
bCASTO | Decay rate of CASTOs | 0.08 | 1/d | previously 0.05 (0.15 for Lopez et al. 2006; Hao et al., 2010)
bSTC | Rate of CASTOs maintenance on PHA and GLY | 0.07 | 1/d
bPP,ana | Rate of PAOs maintenance under anaerobic conditions (PP cleavage) | 0.005 | 1/d
qPAO,PHA | Rate of VFA storage into PHA for PAOs | 7 | 1/d
qGAO,GLY | Rate of VFA storage into glycogen for GAOs | 4 | 1/d
ηCASTO,anox | Reduction factor for anoxic growth of CASTOs | 0.66
ηbCASTO,anox | Reduction factor for anoxic decay of CASTOs | 0.5
ηbCASTO,ana | Reduction factor for anaerobic decay of CASTOs | 0.25
ηbSTC,anox | Reduction factor for anoxic maintenance of CASTOs on PHA and GLY | 0.66
ηbPP,aer | Reduction factor for aerobic maintenance of PAOs on PP | 0.25
ηbPP,anox | Reduction factor for anoxic maintenance of PAOs on PP | 0.5
KPO4,PAO,AS | Half-saturation of PO4 for PAOs (AS) | 0.3 | g P/m3
LogsatPO4,PAO,Slope | Logistic slope of PO4 uptake switching of PAO | 20 | g P-1.m3
KPHA,cle | Half-saturation of PHA for PAOs at PP cleavage | 0.1 | g COD.g COD-1
KPHA | Half-saturation of PHA for PAOs | 0.01 | g COD.g COD-1
KSTC | Half-saturation of PHA and GLY for PAOs | 0.1 | g COD.g COD-1
KO2,CASTO,AS | Half-saturation of O2 for CASTOs (AS) | 0.05 | g O2/m3
KNOx,CASTO,AS | Half-saturation of NOx for CASTOs (AS) | 0.03 | g N/m3
KVFA,CASTO,AS | Half-saturation of VFA storage for CASTOs (AS) | 5 | g COD/m3
KPP | Half-saturation of PP for PAOs | 0.01 | g COD.g COD-1
KiPP,PAO,max | Half-inhibition of maximum PP content of PAOs | 0.35 | g P.g COD-1
LoginhPP,PAO,slope | Slope of logistic inhibition term for PP/PAO | 100 | g COD.g P-1
KiPHA,PAO,max | Half-inhibition of maximum PHA content of PAOs | 0.6 | g COD.g COD-1
LoginhPHA,PAO,slope | Slope of logistic inhibition term for PHA/PAO | 100 | g COD.g COD-1
KMg,PAO,AS | Half-saturation of Mg (counter-ion in PP storage) for PAOs (AS) | 0.001 | g Mg/m3
KK,PAO,AS | Half-saturation of K (counter-ion in PP storage) for PAOs (AS) | 0.001 | g K/m3
KCa,PAO,AS | Half-saturation of Ca (counter-ion in PP storage) for PAOs (AS) | 0.001 | g Ca/m3
KPP,lim | Half-saturation of PP (nutrient) for PAOs under PO4 limitation (AS) | 0.002 | g P/m3
KiPO4,lim,AS | Half-inhibition of PO4 for PAOs under PO4 limitation (AS) | 0.005 | g P/m3
LogsatORP,PAO,Half | Logistic half-saturation of ORP switching in fermentation of PAO | -170 | mV | previously -100
LogsatORP,PAO,Slope | Logistic slope of ORP switching in fermentation of PAO | 0.1 | mV-1
ηbGLY,ana | Reduction factor for anaerobic maintenance of GAOs on glycogen | 0.1
KGLY | Half-saturation of glycogen for GAOs (AS) | 0.05 | g COD.g COD-1
KiGLY,GAO,max | Half-inhibition of maximum glycogen content of GAOs (AS) | 0.5 | g COD.g COD-1
LoginhGLY,GAO,slope | Slope of logistic inhibition term for GLY/GAO | 100 | g COD.g COD-1
LogsatORP,GAO,Half,15 | Half-value of ORP switch of glycogen storage by GAO at 15°C / 59°F | -30 | mV
LogsatORP,GAO,Half,25 | Half-value of ORP switch of glycogen storage by GAO at 25°C / 77°F | -110 | mV
LogsatORP,GAO,Slope | Logistic slope of ORP switching of GAOs | 0.035 | mV-1
Aerobic nitrifying organism kinetics (NITO)
Symbol | Name | Value | Unit | Comment
KNHx,NITO,AS | Half-saturation of NHx for NITOs (AS) | 0.5 | g N/m3
KO2,NITO,AS | Half-saturation of O2 for NITOs (AS) | 0.6 | g O2/m3
μNITO | Maximum specific growth rate of NITOs | 0.9 | 1/d
bNITO | Decay rate of NITOs | 0.17 | 1/d
KCO2,NITO,AS | Half-saturation of CO2 for NITOs (AS) | 12 | g TIC/m3 | if pH is not calculated
KCO2,NITO,sidestream | Half-saturation of CO2 for NITOs (Sidestream) | 48 | g TIC/m3 | if pH is not calculated
KCO2,NITO,pH,AS | Half-saturation of bicarbonate for NITOs (AS) | 1 | mmol [HCO3-]/L | if pH is calculated
KCO2,NITO,pH,sidestream | Half-saturation of bicarbonate for NITOs (Sidestream) | 4 | mmol [HCO3-]/L | if pH is calculated
KO2,NITO,sidestream | Half-saturation of O2 for NITOs (Sidestream) | 0.5 | g O2/m3
KNOx,NITO,AS | Half-saturation of NOx for NITOs (AS) | 0.03 | g N/m3
KiNH3,NITO,pH,AS | Half-inhibition of NH3 for NITOs (AS) | 9999 | mol [NH3].L-1 | if pH is calculated
Acidoclastic methanogen kinetics (AMETO)
Symbol | Name | Value | Unit | Comment
μAMETO | Maximum specific growth rate of AMETO | 0.3 | 1/d
bAMETO | Decay rate of AMETOs | 0.03 | 1/d
KVFA,AMETO,AS | Half-saturation of VFA for AMETOs (AS) | 400 | g COD/m3 | Non-pH
KiVFA,AMETO,AS | Haldane inhibition of VFA for AMETOs (AS) | 99999 | g COD/m3 | Non-pH
KiO2,AMETO,AS | Half-inhibition of O2 for AMETOs (AS) | 0.05 | g O2/m3
KNOx,AMETO,AS | Half-saturation of NOx for AMETOs (AS) | 0.05 | g N/m3
pHlow,AMETO | pH inhibition low value for AMETOs | 4.5 | pHunit
pHhigh,AMETO | pH inhibition high value for AMETOs | 9.5 | pHunit
Hydrogenotrophic methanogen kinetics (HMETO)
Symbol | Name | Value | Unit | Comment
μHMETO | Maximum specific growth rate of HMETO | 1.3 | 1/d
bHMETO | Decay rate of HMETOs | 0.13 | 1/d
KH2,HMETO,AS | Half-saturation of H2 for HMETOs (AS) | 0.1 | g COD/m3
KiO2,HMETO,AS | Half-inhibition of O2 for HMETOs (AS) | 0.05 | g O2/m3
KNOx,HMETO,AS | Half-saturation of NOx for HMETOs (AS) | 0.05 | g N/m3
pHlow,HMETO | pH inhibition low value for HMETOs | 4.5 | pHunit
pHhigh,HMETO | pH inhibition high value for HMETOs | 9.5 | pHunit
Precipitation kinetics
Symbol | Name | Value | Unit | Comment
qCaCO3,PREC | Rate of CaCO3 precipitation | 0.1 | g/m3/d
qCaCO3,DISS | Rate of CaCO3 dissolution | 0.1 | g/m3/d
qSTR,PREC | Rate of struvite precipitation | 10 | g/m3/d
qSTR,DISS | Rate of struvite dissolution | 10 | g/m3/d
qACP,PREC | Rate of ACP precipitation | 5 | g/m3/d
qACP,DISS | Rate of ACP dissolution | 5 | g/m3/d
qBSH,PREC | Rate of brushite precipitation | 500 | g/m3/d
qBSH,DISS | Rate of brushite dissolution | 500 | g/m3/d
qVivi,PREC | Rate of vivianite precipitation | 0.01 | g/m3/d
qVivi,DISS | Rate of vivianite dissolution | 0.01 | g/m3/d
KSTR,DISS | Half-saturation of struvite redissolution | 0.01 | g TSS/m3
KACP,DISS | Half-saturation of ACP redissolution | 0.01 | g TSS/m3
KBSH,DISS | Half-saturation of brushite redissolution | 0.01 | g TSS/m3
KCaCO3,DISS | Half-saturation of CaCO3 redissolution | 0.01 | g TSS/m3
KVivi,DISS | Half-saturation of vivianite redissolution | 0.01 | g TSS/m3
HFO kinetics
Symbol | Name | Value | Unit | Comment
qHFOH,AGING | Rate of XHFO,H aging | 250 | 1/d
qHFOL,AGING | Rate of XHFO,L aging | 1 | 1/d
qP,HFO,COPREC | Rate of P binding and coprecipitation on XHFO,H | 150 | 1/d
qP,HFO,BIND | Rate of P binding on XHFO,L | 1 | 1/d
qHFOH,DESORP | Rate of XHFO,H,P desorption | 100 | 1/d
qHFOL,DESORP | Rate of XHFO,L,P desorption | 10 | 1/d
qHFO,DISS | Rate of XHFO,H,P,old and XHFO,L,P,old redissolution | 100 | 1/d
qHFO,RED | Rate of HFO reduction with organics | 2 | 1/d
LogsatORP,HFO,Half | Logistic half-saturation of ORP switching in HFO reduction | -100 | mV
LogsatORP,HFO,Slope | Logistic slope of ORP switching in HFO reduction | 0.1
qFe2,OX | Rate of Fe2 oxidation | 1 | 1/d
KiP,HFO,DISS | Half-inhibition of PO4 in HFO redissolution | 0.01 | g P/m3
KiP,HFO,DESORP | Half-inhibition of PO4 in HFO desorption | 0.1 | g P/m3
KP,HFO,BIND | Half-saturation of PO4 in binding on HFO | 0.1 | g P/m3
HAO kinetics
Symbol | Name | Value | Unit | Comment
qHAOH,AGING | Rate of XHAO,H aging | 100 | 1/d
qHAOL,AGING | Rate of XHAO,L aging | 1 | 1/d
qP,HAO,COPREC | Rate of P binding and coprecipitation on XHAO,H | 50 | 1/d
qP,HAO,BIND | Rate of P binding on XHAO,L | 1 | 1/d
qHAOH,DESORP | Rate of XHAO,H,P desorption | 100 | 1/d
qHAOL,DESORP | Rate of XHAO,L,P desorption | 10 | 1/d
qHAO,DISS | Rate of XHAO,H,P,old and XHAO,L,P,old redissolution | 100 | 1/d
KP,HAO,BIND | Half-saturation of PO4 for binding on HAO | 0.1 | g P/m3
KiP,HAO,DISS | Half-inhibition of PO4 in HAO redissolution | 0.001 | g P/m3
KiP,HAO,DESORP | Half-inhibition of PO4 in HAO desorption | 0.1 | g P/m3
Common switches
Symbol | Name | Value | Unit | Comment
KNHx,BIO,AS | Half-saturation of NHx as nutrient for biomasses (AS) | 0.005 | g N/m3
KPO4,BIO,AS | Half-saturation of PO4 as nutrient for biomasses (AS) | 0.002 | g P/m3
KCO2,BIO,AS | Half-saturation of CO2 for biomasses (except NITOs) | 1.2 | g TIC/m3
KCAT,AS | Half-saturation of strong cations (as Na+) | 0.1 | g Na/m3
KAN,AS | Half-saturation of strong anions (as Cl-) | 0.1 | g Cl/m3
KMg,BIO,AS | Half-saturation of Mg for biomasses (AS) | 0.0001 | g Mg/m3
KCa,BIO,AS | Half-saturation of Ca for biomasses (AS) | 0.0001 | g Ca/m3
ηb,anox | Reduction factor for anoxic decay | 0.5
ηb,ana | Reduction factor for anaerobic decay | 0.25
mtox,anox | Toxicity factor of anaerobes under anoxic conditions | 5
mtox,aer | Toxicity factor of anaerobes under aerobic conditions | 10
mtox,ana,max | Toxicity factor of aerobes under anaerobic conditions (maximum) | 10
pHlow | pH inhibition low value | 3 | pHunit
pHhigh | pH inhibition high value | 11 | pHunit
Conversion kinetics
Symbol | Name | Value | Unit | Comment
qHYD | Rate of hydrolysis | 2 | 1/d
ηHYD,anox | Reduction factor for anoxic hydrolysis | 0.5
ηHYD,ana | Reduction factor for anaerobic hydrolysis | 0.5
qFLOC | Rate of flocculation | 50 | 1/d
KFLOC,AS | Half-saturation of colloids in flocculation (AS) | 0.001 | g COD.g COD-1
KHYD,AS | Half-saturation of particulates in hydrolysis (AS) | 0.05 | g COD.g COD-1
qAMMON | Rate of ammonification | 0.05 | 1/d
qSPB | Rate of soluble biodegradable organic P conversion | 0.5 | 1/d
qXE | Rate of endogenous decay products conversion | 0.007 | 1/d
qASSIM | Rate of assimilative nutrient production | 1 | 1/d
KiNHx,ASSIM,AS | Half-inhibition of NHx in NOx assimilative reduction | 0.0005 | g N/m3
KNOx,ASSIM,AS | Half-saturation of NOx in NOx assimilative reduction (AS) | 0.001 | g N/m3
Parameters for half saturation coefficients in biofilms
Symbol | Name | Value | Unit | Comment
fKS,biofilm | Diffusion factor for half-saturation coefficients | 0.1
Temperature dependency
Symbol | Name | Value | Unit | Comment
θμ,OHO | Arrhenius coefficient for OHO growth | 1.04
θFERM,OHO | Arrhenius coefficient for fermentation (OHO) | 1.04
θb,OHO | Arrhenius coefficient for OHO decay | 1.03
θμ,MEOLO | Arrhenius coefficient for MEOLO growth | 1.06
θb,MEOLO | Arrhenius coefficient for MEOLO decay | 1.03
θμ,CASTO | Arrhenius coefficient for CASTO growth | 1.04
θμ,PAO,lim | Arrhenius coefficient for PAO growth (P limited) | 1.04
θFERM,PAO | Arrhenius coefficient for fermentation (PAO) | 1.04
θq,PAO,PP | Arrhenius coefficient for PP storage | 1.04
θq,PAO,PHA | Arrhenius coefficient for PHA storage | 1.04
θb,CASTO | Arrhenius coefficient for CASTO decay | 1.03
θb,STC | Arrhenius coefficient for PHA and GLY storage use for maintenance | 1.06 |  | based on Lopez Vazquez et al., 2009
θb,PP,ana | Arrhenius coefficient for anaerobic PP storage | 1.03
θq,GAO,GLY | Arrhenius coefficient for GLY storage | 1.072
θμ,NITO | Arrhenius coefficient for NITO growth | 1.072
θb,NITO | Arrhenius coefficient for NITO decay | 1.03
θμ,AMETO | Arrhenius coefficient for AMETO growth | 1.03
θb,AMETO | Arrhenius coefficient for AMETO decay | 1.03
θμ,HMETO | Arrhenius coefficient for HMETO growth | 1.03
θb,HMETO | Arrhenius coefficient for HMETO decay | 1.03
θq,FLOC | Arrhenius coefficient for flocculation | 1.03
θq,HYD | Arrhenius coefficient for hydrolysis | 1.03
θq,AMMON | Arrhenius coefficient for ammonification | 1.03
θq,SPB | Arrhenius coefficient for PO4 conversion | 1.03
θq,XE | Arrhenius coefficient endogenous residual conversion | 1.03
θq,ASSIM | Arrhenius coefficient assimilative kinetics | 1.03
θq,Fe2,OX | Arrhenius coefficient for ferrous iron oxidation kinetics | 1.04
θq,HFO,RED | Arrhenius coefficient for ferric iron reduction kinetics | 1.04
Tbase | Arrhenius base temperature | 20 | Co
Stoichiometric yields
Symbol | Name | Value | Unit | Comment
YOHO,VFA,ox | Yield of OHOs on VFA under aerobic conditions | 0.6 | g XOHO.g SVFA-1
YOHO,VFA,anox | Yield of OHOs on VFA under anoxic conditions | 0.45 | g XOHO.g SVFA-1
YOHO,SB,ox | Yield of OHOs on readily biodegradable substrate under aerobic conditions | 0.67 | g XOHO.g SB-1
YOHO,SB,anox | Yield of OHOs on readily biodegradable substrate under anoxic conditions | 0.54 | g XOHO.g SB-1
YOHO,SB,ana | Yield of OHOs on readily biodegradable substrate under anaerobic conditions | 0.1 | g XOHO.g SB-1
YOHO,H2,ana,high | Yield of H2 production in fermentation with high VFA concentration (OHO) | 0.35 | g SH2.g SB-1
YOHO,H2,ana,low | Yield of H2 production in fermentation with low VFA concentration (OHO) | 0.1 | g SH2.g SB-1
YOHO,SMEOL,ox | Yield of OHOs on methanol under aerobic conditions | 0.4 | g XOHO.g SMEOL-1
YMEOLO | Yield of MEOLOs on methanol | 0.4 | g XMEOLO.g SMEOL-1
YCASTO,PHA,ox | Yield of CASTOs on PHA under aerobic conditions | 0.639 | g XCASTO.g XPHA-1
YCASTO,PHA,anox | Yield of CASTOs on PHA under anoxic conditions | 0.52 | g XCASTO.g XPHA-1
YCASTO,SB,ana | Yield of CASTOs on readily biodegradable substrate under anaerobic conditions | 0.1 | g XCASTO.g SB-1
YCASTO,H2,ana,high | Yield of H2 production in fermentation with high VFA concentration (CASTO) | 0.35 | g SH2.g SB-1
YCASTO,H2,ana,low | Yield of H2 production in fermentation with low VFA concentration (CASTO) | 0.1 | g SH2.g SB-1
YPP,CASTO,ox | Yield of CASTOs consumed per PP uptake under aerobic conditions | 0.33 | g XCASTO.g XPP-1
YPP,CASTO,anox | Yield of CASTOs consumed per PP uptake under anoxic conditions | 0.23 | g XCASTO.g XPP-1
fP,VFA | Ratio of P released per VFA stored | 0.65 | g XPP.g SVFA-1
iTSS,PP | TSS content of PP | 3.5161 | g XTSS.g XPP-1
YCASTO,GLY,ox | Yield of CASTOs on glycogen under aerobic conditions | 0.6 | g XCASTO.g XGLY-1
YCASTO,GLY,anox | Yield of CASTOs on glycogen under anoxic conditions | 0.5 | g XCASTO.g XGLY-1
YNITO | Yield of NITOs on NHx | 0.24 | g XNITO.g SNHx-1
YAMETO | Yield of AMETOs on VFA | 0.1 | g XAMETO.g SVFA-1
YHMETO | Yield of HMETOs on H2 | 0.1 | g XHMETO.g SH2-1
General stoichiometry
Symbol | Name | Value | Unit | Comment
fE | Fraction of endogenous products produced in biomass decay | 0.08 | g XE.g XBIO-1
iN,BIO | N content of biomasses | 0.07 | g N.g COD-1
iN,XE | N content of endogenous products | 0.06 | g N.g COD-1
iN,CB | N content of colloidal biodegradable substrate | 0.03 | g N.g COD-1
iN,CU | N content of colloidal unbiodegradable organics | 0.01 | g N.g COD-1
iN,SU | N content of soluble unbiodegradable organics | 0.05 | g N.g COD-1
iN,XSTR | N content of struvite | 0.057076 | g N.g TSS-1 | A_MN/M_MSTR
iP,BIO | P content of biomasses | 0.02 | g P.g COD-1
iP,CB | P content of colloidal biodegradable substrate | 0.005 | g P.g COD-1
iP,CU | P content of colloidal unbiodegradable organics | 0.005 | g P.g COD-1
iP,SU | P content of soluble unbiodegradable organics | 0.002 | g P.g COD-1
iP,XSTR | P content of struvite | 0.12621 | g P.g TSS-1 | A_MP/M_MSTR
iP,XACP | P content of ACP | 0.16207 | g P.g TSS-1 | 2*A_MP/M_MACP
iP,XBSH | P content of BSH | 0.17999 | g P.g TSS-1 | 2*A_MP/M_MACP
iP,XVivi | P content of vivianite | 0.1235 | g P.g TSS-1 | 2*A_MP/M_MVivi
iCV,XB | COD of biodegradable substrate in volatile solids | 1.8 | g COD.g VSS-1
iCV,XU | COD of particulate unbiodegradable organics in volatile solids | 1.3 | g COD.g VSS-1
iCV,BIO | COD of biomass in volatile solids | 1.42 | g COD.g VSS-1
iCV,XE | COD of endogenous products in volatile solids | 1.42 | g COD.g VSS-1
iCV,VFA | COD of VFA in volatile solids | 1.066 | g COD.g VS-1
iCV,SB | COD of readily biodegradable substrate in volatile solids | 1.066 | g COD.g VS-1
iCV,MEOL | COD of methanol in volatile solids | 1.5 | g COD.g VS-1
iCV,SU | COD of soluble unbiodegradable organics in volatile solids | 0.926 | g COD.g VS-1
iCV,CB | COD of colloidal biodegradable substrate in volatile solids | 1.8 | g COD.g VS-1
iCV,CU | COD of colloidal unbiodegradable organics in volatile solids | 1.3 | g COD.g VS-1
iCV,PHA | COD of PHA in volatile solids | 1.67 | g COD.g VSS-1
iCV,GLY | COD of glycogen in volatile solids | 1.19 | g COD.g VSS-1
iCIT,BIO | Inorganic carbon content of biomass | 0.352 | g TIC.g COD-1 | C5H7O2N: 32 g COD/mol C
iCIT,SB | Inorganic carbon content of SB and SU | 0.286 | g TIC.g COD-1 | C5H7O2N: 32 g COD/mol C
iCIT,MEOL | Inorganic carbon content of methanol | 0.25 | g TIC.g COD-1 | CH4O: 48 g COD/mol C
iCIT,CH4 | Inorganic carbon content of CH4 | 0.188 | g TIC.g COD-1 | CH4: 64 g COD/mol C
iCIT,VFA | Inorganic carbon content of VFA | 0.375 | g TIC.g COD-1 | C2H4O2: 32 g COD/mol C
iCIT,PHA | Inorganic carbon content of PHA | 0.333 | g TIC.g COD-1 | H[C4H6O2]nOH: 36 g COD/mol C
iCIT,GLY | Inorganic carbon content of glycogen | 0.375 | g TIC.g COD-1 | [C6H10O5]n: 32 g COD/mol C
iINORG | Inorganic content of biomass | 0.11 | g TSS.g COD-1 | 15% of VSS - Ekama
iCa,PP | Calcium content of PP | 0.1 | mol Ca.mol P-1 | sum of the charges of Ca, Mg and K content of PP…
iMg,PP | Magnesium content of PP | 0.35 | mol Mg.mol P-1 | ...should be equal to 1…
iK,PP | Potassium content of PP | 0.1 | mol K.mol P-1 | ...e.g.: 2*0.1 + 2*0.35 + 1*0.1=1
fNa | Fraction of Na in NaCl | 0.39337 | g Na.g NaCl-1
iCa,INORG | Ca content of XINORG | 0.05 | g Ca.g TSS-1
iMg,INORG | Mg content of XINORG | 0.05 | g Mg.g TSS-1
fVFA,DM | fraction of SVFA not volatilized in Dry Matter analysis | 50 | %
BOD stoichiometry
Symbol | Name | Value | Unit | Comment
YBOD,ult | Yield on ultimate BOD | 0.95 | g O2.g COD-1
fS,BOD5,BODult | Fraction of BOD5 to ultimate BOD in soluble biodegradable substrates | 0.9
fC,BOD5,BODult | Fraction of BOD5 to ultimate BOD in colloidal biodegradable substrates | 0.6
fX,BOD5,BODult | Fraction of BOD5 to ultimate BOD in particulate biodegradable substrates | 0.5
HFO stoichiometry
Symbol | Name | Value | Unit | Comment
ASFHFO,H | Active site factor for HFO,H | 1.2 | mol P.mol Fe-1
ASFHFO,L | Active site factor for HFO,L | 0.2 | mol P.mol Fe-1
fH2O,HFO,TSS | Fraction of H2O loss in TSS test for HFO | 0.0829 | g H2O.g FeOH-1
fH2O,HFO,VSS | Fraction of H2O loss in VSS test for HFO | 0.17 | g H2O.g FeOH-1 | Me(OH)3 -> Me2O3 + 3H2O
HAO stoichiometry
Symbol | Name | Value | Unit | Comment
ASFHAO,H | Active site factor for HAO,H | 1 | mol P.mol Al-1
ASFHAO,L | Active site factor for HAO,L | 0.1 | mol P.mol Al-1
fH2O,HAO,TSS | Fraction of H2O loss in TSS test for HAO | 0.17322 | g H2O.g AlOH3-1
fH2O,HAO,VSS | Fraction of H2O loss in VSS test for HAO | 0.34643 | g H2O.g AlOH3-1 | 2Al(OH)3 -> Al2O3 + 3H2O
Parameters for gas transfer
Symbol | Name | Value | Unit | Comment
kL,GO2,bub | Liquid-side mass transfer coefficient of O2 for gas bubbles | 13 | m/d
kL,GO2,sur | Liquid-side mass transfer coefficient of O2 at liquid surface | 7.6 | m/d
fkL,GN2 | Correction factor for mass transfer of N2 | 100 | %
fkL,GCO2 | Correction factor for mass transfer of CO2 | 100 | %
fkL,GCH4 | Correction factor for mass transfer of CH4 | 100 | %
fkL,GH2 | Correction factor for mass transfer of H2 | 100 | %
fkL,GNH3 | Correction factor for mass transfer of NH3 | 5 | % | Used to compensate for the high solubility of NH3 gas
qALPHA | Sludge retention-based alpha improvement rate component | 0.0017 | m3.g-1.d-1
SALPHA,sat | Alpha indicator saturation value | 1
KSO2,ALPHA | Half-saturation of dissolved oxygen for anoxic/anaerobic alpha enhancement | 0.05 | g O2/m3
fSO2,max,ALPHA | Maximum anaerobic/anoxic alpha enhancement factor (at 0 mg/l DO) | 2.5
coeffdamp,ALPHA | Coefficient of alpha first order limitation damping term | 3
powdamp,ALPHA | Power of alpha first order limitation damping term | 9
slTSS,α,def | Slope of solids-related alpha correction, default | -0.0711 | m3.kg-1
slTSS,α,coarse | Slope of solids-related alpha correction, coarse bubbles | -0.0474 | m3.kg-1
coefflead,TSS,α,mech | Leading coefficient of solids-related alpha correction, mechanical aeration | -0.000787 | (kg.m-3)-2
coefflin,TSS,α,mech | Linear coefficient of solids-related alpha correction, mechanical aeration | 0.0232 | m3.kg-1
constTSS,α,mech | Constant of solids-related alpha correction, mechanical aeration | 0.877
Oxidation-reduction potential constants
Symbol | Name | Value | Unit | Comment
ORPbase | Base ORP value | -300 | mV
ORPmax,SO2 | ORP max for dissolved oxygen | 300 | mV
ORPmax,SNOx | ORP max for dissolved nitrate | 70 | mV
KORP,SO2 | Half-saturation of dissolved oxygen for ORP | 0.05 | g O2/m3
KORP,SNOx | Half-saturation of NOx for anoxic ORP | 0.1 | g N/m3
KORP,H2,CH4 | Half-saturation of dissolved hydrogen and methane for anaerobic ORP | 5 | g COD/m3
IS correction factor
Symbol | Name | Value | Unit | Comment
ISlim | IS cut-off threshold for Davies activity coefficient correction | 0.2 | ISunit | The fmono/fdi/ftri curves have minima at 0.3 and literally couldn't be used above that
SlopeIS,corr | Slope of correction | -0.001
TOC calculation coefficients
Symbol | Name | Value | Unit | Comment
fTOC,1 | fTOC,1 | 0.33445 | g C.g COD-1
fTOC,2 | fTOC,2 | 2.4247 | g C.m-3
Interstitial water content
Symbol | Name | Value | Unit | Comment
iiw,BIO | Interstitial water of biomass in volatile solids | 2.33 | g H2O.g VS-1 | Assuming 70% of biomass cytoplasm is water
Vicinal water content
Symbol | Name | Value | Unit | Comment
ivw,XB | Vicinal water of biodegradable substrate in volatile solids | 0.052 | g H2O.g VS-1 | Assuming 5% of H2O is associated with vicinal water for these organics
ivw,XU | Vicinal water of particulate unbiodegradable organics in volatile solids | 0.052 | g H2O.g VS-1
ivw,BIO | Vicinal water of biomass in volatile solids | 0.052 | g H2O.g VS-1
ivw,XE | Vicinal water of endogenous products in volatile solids | 0.052 | g H2O.g VS-1
ivw,CB | Vicinal water of colloidal biodegradable substrate in volatile solids | 0.052 | g H2O.g VS-1
ivw,CU | Vicinal water of colloidal unbiodegradable organics in volatile solids | 0.052 | g H2O.g VS-1
ivw,PHA | Vicinal water of PHA in volatile solids | 0.052 | g H2O.g VS-1
ivw,GLY | Vicinal water of glycogen in volatile solids | 0.052 | g H2O.g VS-1
ivw,EPS | Vicinal water correction of EPS in volatile solids | 0.052 | g H2O.g VS-1
Water of Hydration content
Symbol | Name | Value | Unit | Comment
iwh,XB | Water of hydration of biodegradable substrate in volatile solids | 0.11 | g H2O.g VS-1 | Assuming 10% of H2O is associated with water of hydration
iwh,XU | Water of hydration of particulate unbiodegradable organics in volatile solids | 0.11 | g H2O.g VS-1
iwh,BIO | Water of hydration of biomass in volatile solids | 0.11 | g H2O.g VS-1
iwh,XE | Water of hydration of endogenous products in volatile solids | 0.11 | g H2O.g VS-1
iwh,PHA | Water of hydration of PHA in volatile solids | 0.17 | g H2O.g VS-1 | Assuming 15% of H2O is associated with water of hydration
iwh,GLY | Water of hydration of glycogen in volatile solids | 0.17 | g H2O.g VS-1
iwh,EPS | Water of hydration correction of EPS in volatile solids | 0.33 | g H2O.g VS-1 | Assuming 25% of H2O is associated with water of hydration

## Plantwide
Unit overview
Name: | Plantwide
Sumo name:
Category: | Other units
Unit: | PlantFactory
Type: | PlantFactory
Settings

## Energy center
Unit overview
Name: | Energy center
Sumo name: | EnergyCenter
Category: | Other units
Unit: | Energy center
Type: | Energy center
Settings
Periphery consumer settings
Symbol | Name | Value | Unit | Comment
Pel,vent | Ventilation fixed power demand | 4.6667 | kW
Pel,water | Water supply fixed power demand | 14.4475 | kW
Pel,misc | Miscellaneous fixed power demand | 2.4546 | kW
Other variable consumers
Symbol | Name | Value | Unit | Comment
esize,ovc | Variable specific energy demand based on PE load | 0 | kWh/PED.a
eflow,ovc | Variable specific energy demand based on flow | 0 | Wh/m3
eCOD,ovc | Variable specific energy demand based on COD load | 0 | Wh/kg COD
esolids,ovc | Variable specific energy demand based on solids load | 0 | Wh/kg TSS
Other fixed consumers
Symbol | Name | Value | Unit | Comment
Pel,other | Additional fixed other power demand | 0 | kW
Pel,special | Additional fixed special power demand | 0 | kW
Photovoltalic power producers
Symbol | Name | Value | Unit | Comment
pvp | Photovoltaic peak power | 0 | kW
dy_0 | Day of the year starting value | 0 | d
msrh | Midsummer sunrise hour | 5 | h
mssh | Midsummer sunset hour | 21 | h
osp | Off season peak power factor | 30 | %
wpv | Weather factor photovoltaic | 50 | % | 1 = Sunny every day, 0 = total Darkness
Other producers
Symbol | Name | Value | Unit | Comment
Pel,prod,other | Other fixed power production | 0 | kW

## Cost center
Unit overview
Name: | Cost center
Sumo name: | CostCenter
Category: | Other units
Unit: | Cost center
Type: | Cost center
Settings
Specific prices for purchase
Symbol | Name | Value | Unit | Comment
eEL,spec,flow | Specific energy consumption based on flow | 0.21 | kWh.m-3
PriceEL,purch | Electricity price when purchased | 0.00012 | kUSD.kWh-1
Water purchase price
Symbol | Name | Value | Unit | Comment
Pricewater,cons | Additional water usage cost | 0.0001 | kUSD.m-3
Polymer purchase price
Symbol | Name | Value | Unit | Comment
PricePolymer | Polymer purhase cost | 0.003 | kUSD.kg-1
Disposal prices
Symbol | Name | Value | Unit | Comment
Pricescreenings,disp | Screenings disposal cost based on solids mass | 0.5 | kUSD.TSS ton-1
Pricegrit,disp | Grit disposal cost based on solids mass | 0.5 | kUSD.TSS ton-1
Pricegrease,disp | Grease disposal cost based on solids mass | 0.5 | kUSD.m-3
Pricesludge,disp | Sludge disposal cost based on solids mass | 0.5 | kUSD.TSS ton-1
Product sale prices
Symbol | Name | Value | Unit | Comment
PriceXCaCO3,sale | Calcium carbonate (CaCO3) sale price | 0.05 | kUSD.TSS ton-1
PriceXACP,sale | Amorphous calcium phosphate (ACP) sale price | 0.03 | kUSD.TSS ton-1
PriceXSTR,sale | Struvite (STR) sale price | 0.055 | kUSD.TSS ton-1
PriceXVivi,sale | Vivianite (Vivi) sale price | 0.05 | kUSD.TSS ton-1

## Influent (2)
Unit overview
Name: | Influent
Sumo name: | Influent1
Category: | Flow elements
Unit: | Influent
Type: | Sumo1 concentration based influent
Settings
Influent specifications
Symbol | Name | Value | Unit | Comment
TKN | Total Kjeldahl nitrogen (TKN) | 56.5 | g N/m3
Q | Flow rate | 24000 | m3/d
TCOD | Total chemical oxygen demand | 420 | g COD/m3
TP | Total phosphorus | 4.3 | g P/m3
T | Temperature | 20 | °C
Influent fractions
Symbol | Name | Value | Unit | Comment
frVSS,TSS | Fraction of VSS/TSS | 84.8649 | %
frSCCOD,TCOD | Fraction of filtered COD (SCCOD, 1.5 µm, incl. colloids) in total COD | 40.4762 | %
frSCOD,TCOD | Fraction of flocculated filtered (SCOD, wo colloids) COD in total COD | 20.2381 | %
frVFA,SCCOD | Fraction of VFA in filtered COD (SCCOD, 1.5 µm, incl. colloids) | 11.7647 | %
frSU,SCCOD | Fraction of soluble unbiodegradable organics (SU) in filtered COD (SCCOD, 1.5 µm, incl. colloids) | 11.7647 | % | Fraction of filtered COD, not total COD!
frXU,TCOD | Fraction of particulate unbiodegradable organics (XU) in total COD | 14 | %
frXOHO,TCOD | Fraction of heterotrophs (OHO) in total COD | 5 | %
frXE,XOHO | Fraction of endogenous products (XE) of OHOs | 20 | %
frCU,CCOD | Fraction of colloidal unbiodegradable organics (CU) in colloidal COD | 20 | %
frSNHx,TKN | Fraction of NHx in total Kjeldahl nitrogen (TKN) | 69.7674 | %
frSPO4,TP | Fraction of PO4 in total phosphorus (TP) | 58.1395 | %
frN,SB | Fraction of N in readily biodegradable substrate (SB) | 4 | %
frN,XU | Fraction of N in particulate unbiodegradable substrate (XU) | 1 | %
frP,SB | Fraction of P in readily biodegradable substrate (SB) | 1 | %
frP,XU | Fraction of P in particulate unbiodegradable substrate (XU) | 0.1 | %
Alpha indicator - SCCOD correlation parameters
Symbol | Name | Value | Unit | Comment
KI,SCCOD,ALPHA | Half-value in filtered COD-based alpha indicator correlation | 165 | g COD/m3
slSCCOD,ALPHA | Slope of filtered COD-based alpha indicator correlation | 0.1
MinSCCOD,ALPHA | Minimum of filtered COD-based alpha indicator correlation | 0
Maxww,SCCOD,ALPHA | Maximum of filtered COD-based alpha indicator correlation, waste water | 0.5
expcw,SCCOD,ALPHA | Clean water exponent of filtered COD-based alpha indicator correlation | 0.05
Ionic components
Symbol | Name | Value | Unit | Comment
SCa | Calcium | 150 | g Ca/m3
SMg | Magnesium | 15 | g Mg/m3
SK | Potassium | 16 | g K/m3
SAN | Other strong anions (as Cl-) | 300 | g Cl/m3
SCAT | Other strong cations (as Na+) | 109.9 | g Na/m3
Other influent constituents (usually zero)
Symbol | Name | Value | Unit | Comment
SO2 | Dissolved oxygen (O2) | 1e-40 | g O2/m3
SMEOL | Methanol (MEOL) | 1e-40 | g COD/m3
XPHA | Stored polyhydroxyalkanoates (PHA) | 1e-40 | g COD/m3
XGLY | Stored glycogen (GLY) | 1e-40 | g COD/m3
XE,ana | Anaerobic endogenous decay products | 1e-40 | g COD/m3
XCASTO | Carbon storing organisms (CASTO) | 0.1 | g COD/m3
XMEOLO | Anoxic methanol utilizers (MEOLO) | 0.1 | g COD/m3
XNITO | Aerobic nitrifying organisms (NITO) | 0.1 | g COD/m3
XAMETO | Acidoclastic methanogens (AMETO) | 0.1 | g COD/m3
XHMETO | Hydrogenotrophic methanogens (HMETO) | 0.1 | g COD/m3
SNOx | Nitrate and nitrite (NOx) | 1e-40 | g N/m3
SN2 | Dissolved nitrogen (N2) | 16 | g N/m3
XPP | Stored polyphosphate (PP) | 1e-40 | g P/m3
SCH4 | Dissolved methane (CH4) | 1e-40 | g COD/m3
SH2 | Dissolved hydrogen (H2) | 1e-40 | g COD/m3
SFe3 | Ferric ion (Fe3) | 1e-40 | g Fe/m3
SFe2 | Ferrous ion (Fe2) | 1e-40 | g Fe/m3
SAl | Aluminium (Al) | 1e-40 | g Al/m3
XHFO,old | Aged unused hydrous ferric oxide (HFO,old) | 1e-40 | g Fe/m3
XHFO,H,P | P-bound hydrous ferric oxide, high surface (HFO,H,P) | 1e-40 | g Fe/m3
XHFO,L,P | P-bound hydrous ferric oxide, low surface (HFO,L,P) | 1e-40 | g Fe/m3
XHFO,H,P,old | Aged used hydrous ferric oxide, high surface (HFO,H,P,old) | 1e-40 | g Fe/m3
XHFO,L,P,old | Aged used hydrous ferric oxide, low surface (HFO,L,P,old) | 1e-40 | g Fe/m3
XHAO,old | Aged unused hydrous aluminium oxide (HAO,old) | 1e-40 | g Al/m3
XHAO,H,P | P-bound hydrous aluminium oxide, high surface (HAO,H,P) | 1e-40 | g Al/m3
XHAO,L,P | P-bound hydrous aluminium oxide, low surface (HAO,L,P) | 1e-40 | g Al/m3
XHAO,H,P,old | Aged P-bound hydrous aluminium oxide, high surface (HAO,H,P,old) | 1e-40 | g Al/m3
XHAO,L,P,old | Aged P-bound hydrous aluminium oxide, low surface (HAO,L,P,old) | 1e-40 | g Al/m3
XCaCO3 | Calcium carbonate (CaCO3) | 1e-40 | g TSS/m3
XACP | Amorphous calcium phosphate (ACP) | 1e-40 | g TSS/m3
XBSH | Brushite (BSH) | 1e-40 | g TSS/m3
XSTR | Struvite (STR) | 1e-40 | g TSS/m3
XVivi | Vivianite (Vivi) | 1e-40 | g TSS/m3
Total inorganic carbon (CO2)
Symbol | Name | Value | Unit | Comment
SCO2 | Total inorganic carbon (CO2) | 90 | g TIC/m3
Mixing - precipitation parameters
Symbol | Name | Value | Unit | Comment
G | Average velocity gradient in mixing tank | 425 | 1/s
KG,HFO | Half-saturation for G value for HFO | 45 | 1/s
KG,HAO | Half-saturation for G value for HAO | 10 | 1/s
Table1 | Disabled
No interpolation | Repeated every 144 hours
Time | Q | TKN | TCOD
d | m3/d | g N/m3 | g COD/m3
0 | 24000 | 77.6274 | 414.9684
0.0069444 | 24185.3856 | 75.9772 | 413.5355
0.013889 | 24370.4379 | 74.3669 | 412.3264
0.020833 | 24554.8239 | 72.7945 | 411.327
0.027778 | 24738.2121 | 71.2573 | 410.5214
0.034722 | 24920.273 | 69.7528 | 409.8919
0.041667 | 25100.6793 | 68.2798 | 409.4187
0.048611 | 25279.1072 | 66.8387 | 409.0842
0.055556 | 25455.2363 | 65.4316 | 408.8744
0.0625 | 25628.7509 | 64.0615 | 408.7772
0.069444 | 25799.3399 | 62.7321 | 408.7806
0.076389 | 25966.6981 | 61.4475 | 408.874
0.083333 | 26130.5262 | 60.2117 | 409.0523
0.090278 | 26290.5316 | 59.029 | 409.3178
0.097222 | 26446.4291 | 57.9039 | 409.6818
0.10417 | 26597.9412 | 56.8406 | 410.1634
0.11111 | 26744.7986 | 55.8433 | 410.7875
0.11806 | 26886.7411 | 54.9167 | 411.5838
0.125 | 27023.5174 | 54.0651 | 412.5895
0.13194 | 27154.8866 | 53.2893 | 413.8465
0.13889 | 27280.6174 | 52.5845 | 415.4078
0.14583 | 27400.4896 | 51.9339 | 417.3382
0.15278 | 27514.2941 | 51.3012 | 419.7028
0.15972 | 27621.833 | 50.6181 | 422.5158
0.16667 | 27722.9207 | 49.761 | 425.5709
0.17361 | 27817.3834 | 48.5784 | 428.0963
0.18056 | 27905.0602 | 47.5943 | 428.2772
0.1875 | 27985.8028 | 46.7446 | 427.7276
0.19444 | 28059.4763 | 46.1047 | 426.6002
0.20139 | 28125.9589 | 45.7482 | 425.0908
0.20833 | 28185.1428 | 45.6936 | 423.3891
0.21528 | 28236.9336 | 45.8721 | 421.5281
0.22222 | 28281.2512 | 46.1751 | 419.488
0.22917 | 28318.0295 | 46.5518 | 417.4567
0.23611 | 28347.2168 | 46.9663 | 415.7145
0.24306 | 28368.7758 | 47.402 | 414.329
0.25 | 28382.6834 | 47.9135 | 413.1708
0.25694 | 28388.9313 | 48.5503 | 412.0929
0.26389 | 28387.5255 | 49.3455 | 411.0532
0.27083 | 28378.4865 | 50.3271 | 410.0341
0.27778 | 28361.8493 | 51.4426 | 409.0492
0.28472 | 28337.6632 | 52.6194 | 408.2207
0.29167 | 28305.992 | 53.8014 | 407.5737
0.29861 | 28266.9133 | 54.9863 | 407.2409
0.30556 | 28220.5191 | 56.1739 | 407.2003
0.3125 | 28166.9149 | 57.3578 | 407.3884
0.31944 | 28106.2199 | 58.4501 | 407.8042
0.32639 | 28038.5669 | 59.3358 | 408.4853
0.33333 | 27964.1016 | 59.972 | 409.462
0.34028 | 27882.9827 | 60.3673 | 410.7129
0.34722 | 27795.3814 | 60.5492 | 412.0214
0.35417 | 27701.4812 | 60.5788 | 413.1597
0.36111 | 27601.4774 | 60.5035 | 414.1203
0.36806 | 27495.5768 | 60.3791 | 414.9966
0.375 | 27383.9974 | 60.2486 | 415.7811
0.38194 | 27266.9678 | 60.1767 | 416.4247
0.38889 | 27144.7269 | 60.2311 | 417.0182
0.39583 | 27017.5234 | 60.3971 | 417.5359
0.40278 | 26885.6154 | 60.6206 | 418.0137
0.40972 | 26749.2697 | 60.8655 | 418.5442
0.41667 | 26608.7614 | 61.0763 | 419.1149
0.42361 | 26464.3736 | 61.2258 | 419.7126
0.43056 | 26316.3965 | 61.2491 | 420.3393
0.4375 | 26165.127 | 61.0953 | 421.0086
0.44444 | 26010.8682 | 60.789 | 421.595
0.45139 | 25853.9287 | 60.3534 | 421.8634
0.45833 | 25694.622 | 59.8049 | 421.6586
0.46528 | 25533.2662 | 59.1602 | 420.8117
0.47222 | 25370.1829 | 58.4588 | 419.3273
0.47917 | 25205.6971 | 57.8169 | 417.3243
0.48611 | 25040.136 | 57.3588 | 414.8675
0.49306 | 24873.8291 | 57.1827 | 412.0511
0.5 | 24707.1068 | 57.3174 | 409.1883
0.50694 | 24540.3004 | 57.7821 | 406.671
0.51389 | 24373.741 | 58.5847 | 404.7626
0.52083 | 24207.7593 | 59.6698 | 403.6206
0.52778 | 24042.6846 | 60.9418 | 403.2742
0.53472 | 23878.8444 | 62.2574 | 403.5483
0.54167 | 23716.5636 | 63.4367 | 404.1171
0.54861 | 23556.1641 | 64.3255 | 404.7069
0.55556 | 23397.9639 | 64.8542 | 405.088
0.5625 | 23242.2767 | 65.0236 | 405.0743
0.56944 | 23089.4114 | 64.8622 | 404.5156
0.57639 | 22939.6713 | 64.4343 | 403.3593
0.58333 | 22793.3533 | 63.8524 | 401.7213
0.59028 | 22650.7481 | 63.2394 | 399.8787
0.59722 | 22512.1389 | 62.7046 | 398.111
0.60417 | 22377.801 | 62.2982 | 396.5765
0.61111 | 22248.0016 | 62.026 | 395.4769
0.61806 | 22122.9991 | 61.8827 | 394.8961
0.625 | 22003.0425 | 61.8293 | 394.7908
0.63194 | 21888.371 | 61.8324 | 395.2757
0.63889 | 21779.2137 | 61.8339 | 396.3013
0.64583 | 21675.7888 | 61.7775 | 397.7266
0.65278 | 21578.3037 | 61.6007 | 399.4057
0.65972 | 21486.9541 | 61.2661 | 401.0521
0.66667 | 21401.9238 | 60.7544 | 402.3696
0.67361 | 21323.3846 | 60.0526 | 403.2068
0.68056 | 21251.4956 | 59.2069 | 403.6673
0.6875 | 21186.4031 | 58.3416 | 403.9823
0.69444 | 21128.2404 | 57.5806 | 404.2278
0.70139 | 21077.127 | 57.0545 | 404.3286
0.70833 | 21033.1694 | 56.8641 | 404.2573
0.71528 | 20996.4599 | 57.0752 | 404.1648
0.72222 | 20967.0768 | 57.6737 | 404.2605
0.72917 | 20945.0844 | 58.5753 | 404.5772
0.73611 | 20930.5327 | 59.662 | 405.1846
0.74306 | 20923.4573 | 60.8306 | 406.1868
0.75 | 20923.8795 | 61.9839 | 407.7363
0.75694 | 20931.806 | 63.0607 | 409.8698
0.76389 | 20947.2291 | 63.9901 | 412.3608
0.77083 | 20970.1265 | 64.7308 | 414.8401
0.77778 | 21000.4616 | 65.2389 | 417.0917
0.78472 | 21038.1835 | 65.4968 | 419.03
0.79167 | 21083.2268 | 65.518 | 420.6189
0.79861 | 21135.5123 | 65.2906 | 421.7863
0.80556 | 21194.9465 | 64.8558 | 422.5848
0.8125 | 21261.4222 | 64.266 | 423.076
0.81944 | 21334.8187 | 63.5319 | 423.4452
0.82639 | 21415.0018 | 62.6909 | 424.0014
0.83333 | 21501.8242 | 61.8079 | 424.9861
0.84028 | 21595.1258 | 60.9344 | 426.3432
0.84722 | 21694.7339 | 60.1012 | 427.9826
0.85417 | 21800.4636 | 59.3197 | 429.7398
0.86111 | 21912.1182 | 58.5812 | 431.3272
0.86806 | 22029.4895 | 57.8493 | 432.6093
0.875 | 22152.3582 | 57.1159 | 433.6005
0.88194 | 22280.4942 | 56.3953 | 434.3625
0.88889 | 22413.6573 | 55.7136 | 434.773
0.89583 | 22551.5976 | 55.1034 | 434.7839
0.90278 | 22694.0558 | 54.6102 | 434.3363
0.90972 | 22840.7637 | 54.28 | 433.3918
0.91667 | 22991.4449 | 54.1526 | 432.0769
0.92361 | 23145.8152 | 54.1912 | 430.6268
0.93056 | 23303.5833 | 54.3036 | 429.1531
0.9375 | 23464.451 | 54.4115 | 427.7129
0.94444 | 23628.1141 | 54.4863 | 426.304
0.95139 | 23794.2629 | 54.5194 | 424.7649
0.95833 | 23962.5827 | 54.5123 | 423.0184
0.96528 | 24132.7545 | 54.4712 | 420.9497
0.97222 | 24304.4555 | 54.362 | 418.3086
0.97917 | 24477.3598 | 54.0964 | 415.0059
0.98611 | 24651.1391 | 53.5708 | 411.2595
0.99306 | 24825.463 | 52.7432 | 407.3875
1 | 25000 | 51.6155 | 403.6912
1.0069 | 25174.4181 | 50.2047 | 400.49
1.0139 | 25348.385 | 48.5709 | 397.8318
1.0208 | 25521.5694 | 46.8392 | 395.5585
1.0278 | 25693.6409 | 45.106 | 393.5283
1.0347 | 25864.2714 | 43.4726 | 391.7295
1.0417 | 26033.1351 | 41.9773 | 390.2979
1.0486 | 26199.9093 | 40.6437 | 389.3309
1.0556 | 26364.2753 | 39.5019 | 388.878
1.0625 | 26525.9185 | 38.5934 | 388.9605
1.0694 | 26684.5294 | 37.928 | 389.6425
1.0764 | 26839.8041 | 37.5447 | 390.9192
1.0833 | 26991.4449 | 37.5108 | 392.6582
1.0903 | 27139.1605 | 37.889 | 394.5949
1.0972 | 27282.6673 | 38.6709 | 396.5246
1.1042 | 27421.6891 | 39.7889 | 398.3492
1.1111 | 27555.9582 | 41.162 | 400.0647
1.1181 | 27685.2158 | 42.765 | 401.6064
1.125 | 27809.2124 | 44.5686 | 402.9366
1.1319 | 27927.7082 | 46.5271 | 404.0201
1.1389 | 28040.4738 | 48.5811 | 404.8984
1.1458 | 28147.2903 | 50.6087 | 405.5773
1.1528 | 28247.9503 | 52.5211 | 405.8752
1.1597 | 28342.2574 | 54.2733 | 405.5538
1.1667 | 28430.0274 | 55.8303 | 404.4987
1.1736 | 28511.0885 | 57.1415 | 402.6309
1.1806 | 28585.281 | 58.1364 | 400.042
1.1875 | 28652.4585 | 58.7516 | 396.8788
1.1944 | 28712.4874 | 59.0075 | 393.4809
1.2014 | 28765.2479 | 58.9429 | 390.2521
1.2083 | 28810.6334 | 58.607 | 387.3937
1.2153 | 28848.5515 | 58.036 | 384.9746
1.2222 | 28878.9236 | 57.2915 | 383.0609
1.2292 | 28901.6854 | 56.4917 | 381.764
1.2361 | 28916.7867 | 55.7513 | 381.0685
1.2431 | 28924.1918 | 55.1388 | 380.9117
1.25 | 28923.8795 | 54.6744 | 381.2717
1.2569 | 28915.8431 | 54.3511 | 382.0956
1.2639 | 28900.0903 | 54.1784 | 383.3044
1.2708 | 28876.6433 | 54.1786 | 384.7785
1.2778 | 28845.5388 | 54.3208 | 386.3551
1.2847 | 28806.8279 | 54.5613 | 387.8602
1.2917 | 28760.576 | 54.9037 | 389.1914
1.2986 | 28706.8627 | 55.3277 | 390.2068
1.3056 | 28645.7813 | 55.7796 | 390.9197
1.3125 | 28577.4394 | 56.2318 | 391.4955
1.3194 | 28501.9579 | 56.6779 | 392.1046
1.3264 | 28419.4713 | 57.1232 | 392.7686
1.3333 | 28330.127 | 57.5855 | 393.323
1.3403 | 28234.0856 | 58.0875 | 393.6387
1.3472 | 28131.52 | 58.673 | 393.5789
1.3542 | 28022.6155 | 59.3501 | 393.114
1.3611 | 27907.5692 | 60.1028 | 392.4326
1.3681 | 27786.5897 | 60.9125 | 391.8007
1.375 | 27659.8967 | 61.7275 | 391.3714
1.3819 | 27527.7208 | 62.5289 | 391.0264
1.3889 | 27390.3025 | 63.2881 | 390.6549
1.3958 | 27247.8924 | 63.9159 | 390.2297
1.4028 | 27100.7503 | 64.3229 | 389.8668
1.4097 | 26949.145 | 64.4843 | 389.8398
1.4167 | 26793.3533 | 64.4175 | 390.4096
1.4236 | 26633.6602 | 64.1412 | 391.69
1.4306 | 26470.3575 | 63.7308 | 393.5681
1.4375 | 26303.7442 | 63.3132 | 395.8176
1.4444 | 26134.125 | 63.0107 | 398.2834
1.4514 | 25961.8105 | 62.9179 | 400.8914
1.4583 | 25787.116 | 63.0436 | 403.5756
1.4653 | 25610.3613 | 63.3364 | 406.2122
1.4722 | 25431.8701 | 63.6918 | 408.6379
1.4792 | 25251.9688 | 63.9978 | 410.6644
1.4861 | 25070.9869 | 64.2026 | 412.1718
1.4931 | 24889.2555 | 64.2636 | 413.1834
1.5 | 24707.1068 | 64.1525 | 413.6912
1.5069 | 24524.874 | 63.8339 | 413.6071
1.5139 | 24342.8901 | 63.2578 | 412.9518
1.5208 | 24161.4875 | 62.3947 | 411.8371
1.5278 | 23980.9975 | 61.213 | 410.3941
1.5347 | 23801.7493 | 59.7105 | 408.6028
1.5417 | 23624.0696 | 57.9894 | 406.3579
1.5486 | 23448.2823 | 56.2172 | 403.6302
1.5556 | 23274.707 | 54.5719 | 400.5126
1.5625 | 23103.6596 | 53.1932 | 397.0811
1.5694 | 22935.4504 | 52.117 | 393.4496
1.5764 | 22770.3847 | 51.2817 | 389.8449
1.5833 | 22608.7614 | 50.5864 | 386.5644
1.5903 | 22450.8728 | 49.9341 | 383.8034
1.5972 | 22297.0039 | 49.2544 | 381.5374
1.6042 | 22147.432 | 48.5291 | 379.5999
1.6111 | 22002.426 | 47.7781 | 377.8797
1.6181 | 21862.2461 | 47.0669 | 376.4052
1.625 | 21727.1431 | 46.4536 | 375.2953
1.6319 | 21597.3581 | 45.9658 | 374.5486
1.6389 | 21473.1218 | 45.6464 | 374.1214
1.6458 | 21354.6545 | 45.5284 | 373.8268
1.6528 | 21242.1651 | 45.6069 | 373.5215
1.6597 | 21135.8511 | 45.8398 | 373.1419
1.6667 | 21035.8984 | 46.1634 | 372.7512
1.6736 | 20942.4802 | 46.5033 | 372.5618
1.6806 | 20855.7576 | 46.8122 | 372.6888
1.6875 | 20775.8786 | 47.0767 | 373.1827
1.6944 | 20702.9781 | 47.3463 | 374.1565
1.7014 | 20637.1777 | 47.6126 | 375.5779
1.7083 | 20578.5854 | 47.853 | 377.3447
1.7153 | 20527.2952 | 48.0519 | 379.3192
1.7222 | 20483.3872 | 48.1582 | 381.4105
1.7292 | 20446.9276 | 48.1357 | 383.5685
1.7361 | 20417.9679 | 48.0346 | 385.8552
1.7431 | 20396.5455 | 47.9594 | 388.2849
1.75 | 20382.6834 | 48.0475 | 390.7059
1.7569 | 20376.39 | 48.3797 | 392.8393
1.7639 | 20377.6593 | 48.9814 | 394.5918
1.7708 | 20386.4706 | 49.8312 | 396.0351
1.7778 | 20402.7891 | 50.9229 | 397.1819
1.7847 | 20426.5655 | 52.296 | 398.0583
1.7917 | 20457.7362 | 53.9351 | 398.8449
1.7986 | 20496.2233 | 55.7661 | 399.7527
1.8056 | 20541.9353 | 57.7152 | 400.9123
1.8125 | 20594.7666 | 59.7258 | 402.3499
1.8194 | 20654.5979 | 61.7689 | 403.9677
1.8264 | 20721.2967 | 63.7749 | 405.6119
1.8333 | 20794.7174 | 65.6471 | 407.2085
1.8403 | 20874.7015 | 67.3264 | 408.7902
1.8472 | 20961.0777 | 68.8167 | 410.4631
1.8542 | 21053.6629 | 70.1527 | 412.2738
1.8611 | 21152.2618 | 71.3517 | 414.1619
1.8681 | 21256.6679 | 72.4173 | 415.9914
1.875 | 21366.6632 | 73.3235 | 417.6657
1.8819 | 21482.0194 | 74.0238 | 419.1066
1.8889 | 21602.4977 | 74.4946 | 420.2405
1.8958 | 21727.8498 | 74.6959 | 421.0586
1.9028 | 21857.8176 | 74.5717 | 421.6058
1.9097 | 21992.1348 | 74.0915 | 421.8457
1.9167 | 22130.5262 | 73.2585 | 421.6639
1.9236 | 22272.7092 | 72.1312 | 420.9524
1.9306 | 22418.3938 | 70.7963 | 419.7
1.9375 | 22567.2834 | 69.3509 | 418.0387
1.9444 | 22719.0752 | 67.8459 | 416.0588
1.9514 | 22873.4608 | 66.33 | 413.7173
1.9583 | 23030.127 | 64.8686 | 410.9459
1.9653 | 23188.756 | 63.4997 | 407.8539
1.9722 | 23349.0267 | 62.2177 | 404.7139
1.9792 | 23510.6143 | 61.0107 | 401.8356
1.9861 | 23673.1919 | 59.8909 | 399.4694
1.9931 | 23836.4305 | 58.8937 | 397.7435
2 | 24000 | 58.0878 | 396.747
2.0069 | 24163.5695 | 57.5081 | 396.5419
2.0139 | 24326.8081 | 57.1632 | 397.1623
2.0208 | 24489.3857 | 57.0275 | 398.5861
2.0278 | 24650.9733 | 57.0567 | 400.6803
2.0347 | 24811.244 | 57.1722 | 403.1786
2.0417 | 24969.873 | 57.3159 | 405.7898
2.0486 | 25126.5392 | 57.4567 | 408.2558
2.0556 | 25280.9248 | 57.5734 | 410.5148
2.0625 | 25432.7166 | 57.6441 | 412.5211
2.0694 | 25581.6062 | 57.6531 | 414.1795
2.0764 | 25727.2908 | 57.6264 | 415.3997
2.0833 | 25869.4738 | 57.6044 | 416.1562
2.0903 | 26007.8652 | 57.6046 | 416.4952
2.0972 | 26142.1824 | 57.6778 | 416.5074
2.1042 | 26272.1502 | 57.885 | 416.0892
2.1111 | 26397.5023 | 58.2705 | 415.1334
2.1181 | 26517.9806 | 58.8495 | 413.6893
2.125 | 26633.3368 | 59.5814 | 411.8439
2.1319 | 26743.3321 | 60.407 | 409.6352
2.1389 | 26847.7382 | 61.2937 | 407.1717
2.1458 | 26946.3371 | 62.1966 | 404.5614
2.1528 | 27038.9223 | 63.0619 | 401.848
2.1597 | 27125.2985 | 63.8563 | 399.0892
2.1667 | 27205.2826 | 64.5487 | 396.3404
2.1736 | 27278.7033 | 65.0787 | 393.666
2.1806 | 27345.4021 | 65.331 | 391.09
2.1875 | 27405.2334 | 65.2032 | 388.7382
2.1944 | 27458.0647 | 64.6579 | 386.6859
2.2014 | 27503.7767 | 63.7761 | 385.1359
2.2083 | 27542.2638 | 62.7037 | 384.345
2.2153 | 27573.4345 | 61.5795 | 384.6298
2.2222 | 27597.2109 | 60.499 | 386.3107
2.2292 | 27613.5294 | 59.5036 | 389.4779
2.2361 | 27622.3407 | 58.6183 | 393.8709
2.2431 | 27623.61 | 57.8408 | 399.0106
2.25 | 27617.3166 | 57.1904 | 404.4348
2.2569 | 27603.4545 | 56.6962 | 409.6829
2.2639 | 27582.0321 | 56.3058 | 414.2701
2.2708 | 27553.0724 | 55.9466 | 417.8143
2.2778 | 27516.6128 | 55.5323 | 420.1522
2.2847 | 27472.7048 | 55.0322 | 421.274
2.2917 | 27421.4146 | 54.5022 | 421.1958
2.2986 | 27362.8223 | 54.0426 | 420.0565
2.3056 | 27297.0219 | 53.7661 | 418.0398
2.3125 | 27224.1214 | 53.7838 | 415.4013
2.3194 | 27144.2424 | 54.1404 | 412.3862
2.3264 | 27057.5198 | 54.7611 | 409.2143
2.3333 | 26964.1016 | 55.5431 | 406.0524
2.3403 | 26864.1489 | 56.405 | 402.9655
2.3472 | 26757.8349 | 57.2916 | 400.075
2.3542 | 26645.3455 | 58.1775 | 397.5607
2.3611 | 26526.8782 | 59.0455 | 395.5471
2.3681 | 26402.6419 | 59.8279 | 394.0886
2.375 | 26272.8569 | 60.4153 | 393.2166
2.3819 | 26137.7539 | 60.7257 | 392.9266
2.3889 | 25997.574 | 60.7214 | 393.1358
2.3958 | 25852.568 | 60.3592 | 393.5925
2.4028 | 25702.9961 | 59.6287 | 394.0969
2.4097 | 25549.1272 | 58.5387 | 394.6127
2.4167 | 25391.2386 | 57.0998 | 395.2383
2.4236 | 25229.6153 | 55.3857 | 396.0944
2.4306 | 25064.5496 | 53.5667 | 397.305
2.4375 | 24896.3404 | 51.8376 | 398.9795
2.4444 | 24725.293 | 50.359 | 401.2246
2.4514 | 24551.7177 | 49.2134 | 404.0052
2.4583 | 24375.9304 | 48.4255 | 407.1661
2.4653 | 24198.2507 | 47.9944 | 410.3386
2.4722 | 24019.0025 | 47.885 | 412.9984
2.4792 | 23838.5125 | 47.9895 | 414.6827
2.4861 | 23657.1099 | 48.1826 | 415.1464
2.4931 | 23475.126 | 48.3737 | 414.3758
2.5 | 23292.8932 | 48.479 | 412.5535
2.5069 | 23110.7445 | 48.4513 | 410.0353
2.5139 | 22929.0131 | 48.3228 | 407.1355
2.5208 | 22748.0312 | 48.1822 | 404.2353
2.5278 | 22568.1299 | 48.1196 | 401.5862
2.5347 | 22389.6387 | 48.2371 | 399.2603
2.5417 | 22212.884 | 48.5956 | 397.2103
2.5486 | 22038.1895 | 49.1824 | 395.5094
2.5556 | 21865.875 | 49.9517 | 394.2491
2.5625 | 21696.2558 | 50.8878 | 393.3262
2.5694 | 21529.6425 | 51.9337 | 392.5604
2.5764 | 21366.3398 | 53.0059 | 391.8335
2.5833 | 21206.6467 | 54.013 | 391.0882
2.5903 | 21050.855 | 54.86 | 390.334
2.5972 | 20899.2497 | 55.5027 | 389.7047
2.6042 | 20752.1076 | 55.9838 | 389.4422
2.6111 | 20609.6975 | 56.3691 | 389.7736
2.6181 | 20472.2792 | 56.7421 | 390.7889
2.625 | 20340.1033 | 57.1713 | 392.5706
2.6319 | 20213.4103 | 57.6311 | 395.1462
2.6389 | 20092.4308 | 58.1108 | 398.3822
2.6458 | 19977.3845 | 58.6241 | 401.995
2.6528 | 19868.48 | 59.1467 | 405.5886
2.6597 | 19765.9144 | 59.6787 | 408.7832
2.6667 | 19669.873 | 60.274 | 411.388
2.6736 | 19580.5287 | 60.9453 | 413.3206
2.6806 | 19498.0421 | 61.6404 | 414.5483
2.6875 | 19422.5606 | 62.293 | 415.0622
2.6944 | 19354.2187 | 62.8021 | 414.8648
2.7014 | 19293.1373 | 63.0408 | 414.1166
2.7083 | 19239.424 | 62.9166 | 413.0399
2.7153 | 19193.1721 | 62.3988 | 411.8542
2.7222 | 19154.4612 | 61.5106 | 410.6568
2.7292 | 19123.3567 | 60.2893 | 409.5379
2.7361 | 19099.9097 | 58.8077 | 408.7346
2.7431 | 19084.1569 | 57.1997 | 408.5113
2.75 | 19076.1205 | 55.5978 | 409.0092
2.7569 | 19075.8082 | 54.1335 | 410.2529
2.7639 | 19083.2133 | 52.9129 | 412.1321
2.7708 | 19098.3146 | 51.9424 | 414.5242
2.7778 | 19121.0764 | 51.2214 | 417.2936
2.7847 | 19151.4485 | 50.7573 | 420.2163
2.7917 | 19189.3666 | 50.5187 | 423.0462
2.7986 | 19234.7521 | 50.4631 | 425.4938
2.8056 | 19287.5126 | 50.5474 | 427.5236
2.8125 | 19347.5415 | 50.723 | 429.3133
2.8194 | 19414.719 | 50.9857 | 431.0884
2.8264 | 19488.9115 | 51.3097 | 432.9334
2.8333 | 19569.9726 | 51.6466 | 434.8835
2.8403 | 19657.7426 | 51.9796 | 436.9196
2.8472 | 19752.0497 | 52.3089 | 439.0014
2.8542 | 19852.7097 | 52.6416 | 441.0831
2.8611 | 19959.5262 | 53.0224 | 442.9705
2.8681 | 20072.2918 | 53.4844 | 444.3773
2.875 | 20190.7876 | 53.9719 | 445.1365
2.8819 | 20314.7842 | 54.4443 | 445.1001
2.8889 | 20444.0418 | 54.8552 | 444.1008
2.8958 | 20578.3109 | 55.147 | 441.9655
2.9028 | 20717.3327 | 55.2621 | 438.6907
2.9097 | 20860.8395 | 55.1881 | 434.493
2.9167 | 21008.5551 | 54.9486 | 429.6903
2.9236 | 21160.1959 | 54.5972 | 424.6563
2.9306 | 21315.4706 | 54.179 | 419.678
2.9375 | 21474.0815 | 53.7543 | 414.9857
2.9444 | 21635.7247 | 53.3923 | 410.8797
2.9514 | 21800.0907 | 53.1407 | 407.5676
2.9583 | 21966.8649 | 53.0414 | 405.1946
2.9653 | 22135.7286 | 53.1493 | 403.7807
2.9722 | 22306.3591 | 53.5111 | 403.2607
2.9792 | 22478.4306 | 54.0961 | 403.4739
2.9861 | 22651.615 | 54.8442 | 404.2271
2.9931 | 22825.5819 | 55.7302 | 405.4153
3 | 23000 | 56.7429 | 406.8675
3.0069 | 23174.537 | 57.8667 | 408.3729
3.0139 | 23348.8609 | 59.0814 | 409.8377
3.0208 | 23522.6402 | 60.3425 | 411.216
3.0278 | 23695.5445 | 61.6253 | 412.5044
3.0347 | 23867.2455 | 62.9351 | 413.749
3.0417 | 24037.4173 | 64.2888 | 414.9962
3.0486 | 24205.7371 | 65.6286 | 416.1858
3.0556 | 24371.8859 | 66.8461 | 417.1533
3.0625 | 24535.549 | 67.8259 | 417.7671
3.0694 | 24696.4167 | 68.502 | 418.0636
3.0764 | 24854.1848 | 68.8814 | 418.0541
3.0833 | 25008.5551 | 68.9586 | 417.8052
3.0903 | 25159.2363 | 68.7242 | 417.3972
3.0972 | 25305.9442 | 68.1866 | 416.8643
3.1042 | 25448.4024 | 67.3711 | 416.3231
3.1111 | 25586.3427 | 66.3701 | 415.8358
3.1181 | 25719.5058 | 65.234 | 415.4209
3.125 | 25847.6418 | 63.9764 | 415.1721
3.1319 | 25970.5105 | 62.6337 | 415.2264
3.1389 | 26087.8818 | 61.2419 | 415.5958
3.1458 | 26199.5364 | 59.8433 | 416.1189
3.1528 | 26305.2661 | 58.5055 | 416.7361
3.1597 | 26404.8742 | 57.2823 | 417.485
3.1667 | 26498.1758 | 56.2444 | 418.4265
3.1736 | 26584.9982 | 55.4479 | 419.4627
3.1806 | 26665.1813 | 54.9025 | 420.3704
3.1875 | 26738.5778 | 54.6471 | 420.8905
3.1944 | 26805.0535 | 54.686 | 420.8244
3.2014 | 26864.4877 | 54.9618 | 420.1877
3.2083 | 26916.7732 | 55.4172 | 419.126
3.2153 | 26961.8165 | 55.9986 | 417.8272
3.2222 | 26999.5384 | 56.6214 | 416.4734
3.2292 | 27029.8735 | 57.2056 | 415.2056
3.2361 | 27052.7709 | 57.7286 | 414.1135
3.2431 | 27068.194 | 58.1872 | 413.3073
3.25 | 27076.1205 | 58.5817 | 412.7585
3.2569 | 27076.5427 | 58.9019 | 412.3845
3.2639 | 27069.4673 | 59.1503 | 412.11
3.2708 | 27054.9156 | 59.2966 | 411.8877
3.2778 | 27032.9232 | 59.278 | 411.5145
3.2847 | 27003.5401 | 59.0366 | 410.7074
3.2917 | 26966.8306 | 58.5862 | 409.3409
3.2986 | 26922.873 | 57.9322 | 407.4984
3.3056 | 26871.7596 | 57.0346 | 405.3215
3.3125 | 26813.5969 | 55.9218 | 403.0104
3.3194 | 26748.5044 | 54.6771 | 400.766
3.3264 | 26676.6154 | 53.3993 | 398.8016
3.3333 | 26598.0762 | 52.1836 | 397.1916
3.3403 | 26513.0459 | 51.1225 | 395.8671
3.3472 | 26421.6963 | 50.2796 | 394.7198
3.3542 | 26324.2112 | 49.6975 | 393.5959
3.3611 | 26220.7863 | 49.3787 | 392.4182
3.3681 | 26111.629 | 49.2306 | 391.236
3.375 | 25996.9575 | 49.144 | 390.0762
3.3819 | 25877.0009 | 49.0713 | 388.859
3.3889 | 25751.9984 | 49.0647 | 387.5426
3.3958 | 25622.199 | 49.2207 | 386.1421
3.4028 | 25487.8611 | 49.6119 | 384.6314
3.4097 | 25349.2519 | 50.2239 | 382.8613
3.4167 | 25206.6467 | 50.974 | 380.8425
3.4236 | 25060.3287 | 51.7774 | 378.7076
3.4306 | 24910.5886 | 52.6098 | 376.6438
3.4375 | 24757.7233 | 53.4684 | 374.8604
3.4444 | 24602.0361 | 54.3507 | 373.5765
3.4514 | 24443.8359 | 55.2199 | 372.9153
3.4583 | 24283.4364 | 56.0267 | 373.041
3.4653 | 24121.1556 | 56.7187 | 374.1066
3.4722 | 23957.3154 | 57.261 | 376.1672
3.4792 | 23792.2407 | 57.6214 | 379.2903
3.4861 | 23626.259 | 57.79 | 383.4061
3.4931 | 23459.6996 | 57.7439 | 388.2054
3.5 | 23292.8932 | 57.4592 | 393.2028
3.5069 | 23126.1709 | 56.9506 | 397.9418
3.5139 | 22959.864 | 56.2855 | 402.1338
3.5208 | 22794.3029 | 55.5183 | 405.5301
3.5278 | 22629.8171 | 54.6773 | 407.9881
3.5347 | 22466.7338 | 53.8035 | 409.4849
3.5417 | 22305.378 | 52.9446 | 410.0929
3.5486 | 22146.0713 | 52.1759 | 409.9765
3.5556 | 21989.1318 | 51.6075 | 409.3044
3.5625 | 21834.873 | 51.3125 | 408.2882
3.5694 | 21683.6035 | 51.3283 | 407.2128
3.5764 | 21535.6264 | 51.6081 | 406.3836
3.5833 | 21391.2386 | 52.0835 | 405.9605
3.5903 | 21250.7303 | 52.7353 | 406.0159
3.5972 | 21114.3846 | 53.5469 | 406.4947
3.6042 | 20982.4766 | 54.4947 | 407.2119
3.6111 | 20855.2731 | 55.5893 | 408.0145
3.6181 | 20733.0322 | 56.8335 | 409.0018
3.625 | 20616.0026 | 58.1831 | 410.2771
3.6319 | 20504.4232 | 59.5553 | 411.7397
3.6389 | 20398.5226 | 60.8966 | 413.1671
3.6458 | 20298.5188 | 62.1973 | 414.4342
3.6528 | 20204.6186 | 63.451 | 415.476
3.6597 | 20117.0173 | 64.6465 | 416.1754
3.6667 | 20035.8984 | 65.7785 | 416.4669
3.6736 | 19961.4331 | 66.8011 | 416.3555
3.6806 | 19893.7801 | 67.6397 | 416.0525
3.6875 | 19833.0851 | 68.2601 | 415.7088
3.6944 | 19779.4809 | 68.6387 | 415.5304
3.7014 | 19733.0867 | 68.7848 | 415.7112
3.7083 | 19694.008 | 68.7502 | 416.2451
3.7153 | 19662.3368 | 68.5738 | 417.204
3.7222 | 19638.1507 | 68.2514 | 418.4943
3.7292 | 19621.5135 | 67.7725 | 419.8676
3.7361 | 19612.4745 | 67.1317 | 421.0705
3.7431 | 19611.0687 | 66.3105 | 422.0001
3.75 | 19617.3166 | 65.3077 | 422.5498
3.7569 | 19631.2242 | 64.1698 | 422.5654
3.7639 | 19652.7832 | 62.9231 | 421.9039
3.7708 | 19681.9705 | 61.561 | 420.5466
3.7778 | 19718.7488 | 60.0666 | 418.6438
3.7847 | 19763.0664 | 58.419 | 416.4434
3.7917 | 19814.8572 | 56.6614 | 414.443
3.7986 | 19874.0411 | 54.8667 | 413.1206
3.8056 | 19940.5237 | 53.1234 | 412.7124
3.8125 | 20014.1972 | 51.5019 | 413.2803
3.8194 | 20094.9398 | 50.0448 | 414.6591
3.8264 | 20182.6166 | 48.801 | 416.5778
3.8333 | 20277.0793 | 47.8113 | 418.7517
3.8403 | 20378.167 | 47.0734 | 420.9518
3.8472 | 20485.7059 | 46.5588 | 423.12
3.8542 | 20599.5104 | 46.2384 | 425.2087
3.8611 | 20719.3826 | 46.1197 | 427.1008
3.8681 | 20845.1134 | 46.1783 | 428.6388
3.875 | 20976.4826 | 46.3811 | 429.7777
3.8819 | 21113.2589 | 46.7095 | 430.5812
3.8889 | 21255.2014 | 47.1428 | 431.1536
3.8958 | 21402.0588 | 47.6262 | 431.665
3.9028 | 21553.5709 | 48.1518 | 432.2037
3.9097 | 21709.4684 | 48.783 | 432.748
3.9167 | 21869.4738 | 49.6081 | 433.2859
3.9236 | 22033.3019 | 50.6807 | 433.7808
3.9306 | 22200.6601 | 51.9714 | 434.1382
3.9375 | 22371.2491 | 53.4051 | 434.2535
3.9444 | 22544.7637 | 54.8795 | 434.0628
3.9514 | 22720.8928 | 56.273 | 433.3348
3.9583 | 22899.3207 | 57.5053 | 431.7522
3.9653 | 23079.727 | 58.5655 | 429.2673
3.9722 | 23261.7879 | 59.4728 | 426.2116
3.9792 | 23445.1761 | 60.2462 | 422.9609
3.9861 | 23629.5621 | 60.867 | 419.6527
3.9931 | 23814.6144 | 61.2518 | 416.3712
4 | 24000 | 61.321 | 413.2097
4.0069 | 24185.3856 | 61.0147 | 410.1744
4.0139 | 24370.4379 | 60.3375 | 407.2484
4.0208 | 24554.8239 | 59.351 | 404.2821
4.0278 | 24738.2121 | 58.1321 | 401.2625
4.0347 | 24920.273 | 56.8318 | 398.2614
4.0417 | 25100.6793 | 55.5875 | 395.41
4.0486 | 25279.1072 | 54.5111 | 392.8178
4.0556 | 25455.2363 | 53.6963 | 390.6013
4.0625 | 25628.7509 | 53.2101 | 388.9385
4.0694 | 25799.3399 | 53.0126 | 387.8827
4.0764 | 25966.6981 | 53.0247 | 387.2836
4.0833 | 26130.5262 | 53.1648 | 386.946
4.0903 | 26290.5316 | 53.376 | 386.8691
4.0972 | 26446.4291 | 53.6179 | 387.1035
4.1042 | 26597.9412 | 53.8963 | 387.7959
4.1111 | 26744.7986 | 54.2111 | 389.112
4.1181 | 26886.7411 | 54.5507 | 391.1702
4.125 | 27023.5174 | 54.927 | 393.9624
4.1319 | 27154.8866 | 55.3466 | 397.2159
4.1389 | 27280.6174 | 55.8466 | 400.5391
4.1458 | 27400.4896 | 56.4313 | 403.6246
4.1528 | 27514.2941 | 57.0655 | 406.2126
4.1597 | 27621.833 | 57.704 | 408.0816
4.1667 | 27722.9207 | 58.2716 | 409.1495
4.1736 | 27817.3834 | 58.7227 | 409.3702
4.1806 | 27905.0602 | 59.0451 | 408.6435
4.1875 | 27985.8028 | 59.2142 | 406.7944
4.1944 | 28059.4763 | 59.2001 | 403.8422
4.2014 | 28125.9589 | 59.006 | 400.1377
4.2083 | 28185.1428 | 58.7134 | 396.0376
4.2153 | 28236.9336 | 58.402 | 391.8206
4.2222 | 28281.2512 | 58.1471 | 387.5812
4.2292 | 28318.0295 | 58.0152 | 383.4594
4.2361 | 28347.2168 | 58.1068 | 379.6295
4.2431 | 28368.7758 | 58.486 | 376.291
4.25 | 28382.6834 | 59.1743 | 373.5867
4.2569 | 28388.9313 | 60.1521 | 371.4514
4.2639 | 28387.5255 | 61.3644 | 369.8429
4.2708 | 28378.4865 | 62.7734 | 368.7918
4.2778 | 28361.8493 | 64.3605 | 368.3189
4.2847 | 28337.6632 | 66.0788 | 368.4658
4.2917 | 28305.992 | 67.8874 | 369.3478
4.2986 | 28266.9133 | 69.6766 | 371.1263
4.3056 | 28220.5191 | 71.3168 | 373.8488
4.3125 | 28166.9149 | 72.6767 | 377.4479
4.3194 | 28106.2199 | 73.615 | 381.7925
4.3264 | 28038.5669 | 74.037 | 386.6278
4.3333 | 27964.1016 | 73.9237 | 391.541
4.3403 | 27882.9827 | 73.303 | 396.2519
4.3472 | 27795.3814 | 72.2348 | 400.6476
4.3542 | 27701.4812 | 70.8053 | 404.7412
4.3611 | 27601.4774 | 69.1172 | 408.4964
4.3681 | 27495.5768 | 67.2858 | 411.8124
4.375 | 27383.9974 | 65.3767 | 414.5612
4.3819 | 27266.9678 | 63.4752 | 416.6868
4.3889 | 27144.7269 | 61.6167 | 418.275
4.3958 | 27017.5234 | 59.8042 | 419.2964
4.4028 | 26885.6154 | 58.04 | 419.597
4.4097 | 26749.2697 | 56.3497 | 419.1518
4.4167 | 26608.7614 | 54.7741 | 418.1144
4.4236 | 26464.3736 | 53.3682 | 416.624
4.4306 | 26316.3965 | 52.2311 | 414.6907
4.4375 | 26165.127 | 51.4452 | 412.4517
4.4444 | 26010.8682 | 51.0778 | 410.1336
4.4514 | 25853.9287 | 51.2156 | 408.0251
4.4583 | 25694.622 | 51.8944 | 406.3283
4.4653 | 25533.2662 | 53.051 | 405.1557
4.4722 | 25370.1829 | 54.5527 | 404.553
4.4792 | 25205.6971 | 56.2165 | 404.4344
4.4861 | 25040.136 | 57.9161 | 404.6748
4.4931 | 24873.8291 | 59.5977 | 405.1999
4.5 | 24707.1068 | 61.2211 | 405.9723
4.5069 | 24540.3004 | 62.7333 | 406.9076
4.5139 | 24373.741 | 64.0624 | 407.9401
4.5208 | 24207.7593 | 65.1236 | 409.1443
4.5278 | 24042.6846 | 65.8184 | 410.6236
4.5347 | 23878.8444 | 66.0845 | 412.2759
4.5417 | 23716.5636 | 65.8919 | 413.8334
4.5486 | 23556.1641 | 65.2166 | 415.1657
4.5556 | 23397.9639 | 64.1084 | 416.1823
4.5625 | 23242.2767 | 62.648 | 416.9474
4.5694 | 23089.4114 | 60.9163 | 417.4518
4.5764 | 22939.6713 | 59 | 417.5541
4.5833 | 22793.3533 | 56.9963 | 417.1909
4.5903 | 22650.7481 | 54.9908 | 416.3391
4.5972 | 22512.1389 | 53.0446 | 415.0866
4.6042 | 22377.801 | 51.2237 | 413.617
4.6111 | 22248.0016 | 49.5808 | 412.104
4.6181 | 22122.9991 | 48.1565 | 410.676
4.625 | 22003.0425 | 46.9713 | 409.4046
4.6319 | 21888.371 | 46.0228 | 408.4711
4.6389 | 21779.2137 | 45.3397 | 407.9563
4.6458 | 21675.7888 | 44.8999 | 407.7717
4.6528 | 21578.3037 | 44.6763 | 407.6774
4.6597 | 21486.9541 | 44.6527 | 407.3252
4.6667 | 21401.9238 | 44.7935 | 406.5048
4.6736 | 21323.3846 | 45.0469 | 405.0705
4.6806 | 21251.4956 | 45.324 | 402.932
4.6875 | 21186.4031 | 45.5458 | 400.1686
4.6944 | 21128.2404 | 45.6741 | 396.9838
4.7014 | 21077.127 | 45.6819 | 393.8167
4.7083 | 21033.1694 | 45.5828 | 390.9875
4.7153 | 20996.4599 | 45.4139 | 388.5592
4.7222 | 20967.0768 | 45.1714 | 386.5284
4.7292 | 20945.0844 | 44.8562 | 384.88
4.7361 | 20930.5327 | 44.4825 | 383.5347
4.7431 | 20923.4573 | 44.0944 | 382.4746
4.75 | 20923.8795 | 43.7706 | 381.6549
4.7569 | 20931.806 | 43.5581 | 381.053
4.7639 | 20947.2291 | 43.5065 | 380.7616
4.7708 | 20970.1265 | 43.6386 | 380.9326
4.7778 | 21000.4616 | 43.9515 | 381.7207
4.7847 | 21038.1835 | 44.4592 | 383.1011
4.7917 | 21083.2268 | 45.1476 | 384.9433
4.7986 | 21135.5123 | 45.9712 | 387.0289
4.8056 | 21194.9465 | 46.8916 | 389.2271
4.8125 | 21261.4222 | 47.8925 | 391.5335
4.8194 | 21334.8187 | 49.0088 | 394.1384
4.8264 | 21415.0018 | 50.2156 | 397.1765
4.8333 | 21501.8242 | 51.4469 | 400.5665
4.8403 | 21595.1258 | 52.6762 | 404.121
4.8472 | 21694.7339 | 53.8845 | 407.6326
4.8542 | 21800.4636 | 55.0695 | 410.9776
4.8611 | 21912.1182 | 56.235 | 414.0659
4.8681 | 22029.4895 | 57.3834 | 416.7878
4.875 | 22152.3582 | 58.4875 | 419.1193
4.8819 | 22280.4942 | 59.5123 | 420.9395
4.8889 | 22413.6573 | 60.4577 | 421.9701
4.8958 | 22551.5976 | 61.3118 | 422.0352
4.9028 | 22694.0558 | 62.0587 | 420.9968
4.9097 | 22840.7637 | 62.6748 | 418.9078
4.9167 | 22991.4449 | 63.1344 | 415.9986
4.9236 | 23145.8152 | 63.3722 | 412.4802
4.9306 | 23303.5833 | 63.3342 | 408.5738
4.9375 | 23464.451 | 63.0489 | 404.5374
4.9444 | 23628.1141 | 62.5711 | 400.532
4.9514 | 23794.2629 | 61.9596 | 396.7302
4.9583 | 23962.5827 | 61.2805 | 393.3816
4.9653 | 24132.7545 | 60.6122 | 390.5924
4.9722 | 24304.4555 | 59.9716 | 388.3432
4.9792 | 24477.3598 | 59.3228 | 386.5109
4.9861 | 24651.1391 | 58.6539 | 384.9069
4.9931 | 24825.463 | 57.9588 | 383.3862
5 | 25000 | 57.1981 | 381.988
5.0069 | 25174.4181 | 56.3393 | 380.8958
5.0139 | 25348.385 | 55.381 | 380.3413
5.0208 | 25521.5694 | 54.3918 | 380.4697
5.0278 | 25693.6409 | 53.4719 | 381.4116
5.0347 | 25864.2714 | 52.6994 | 383.2588
5.0417 | 26033.1351 | 52.0943 | 385.9693
5.0486 | 26199.9093 | 51.6078 | 389.4484
5.0556 | 26364.2753 | 51.1801 | 393.5461
5.0625 | 26525.9185 | 50.8329 | 397.9841
5.0694 | 26684.5294 | 50.6178 | 402.3747
5.0764 | 26839.8041 | 50.5736 | 406.5137
5.0833 | 26991.4449 | 50.7229 | 410.3878
5.0903 | 27139.1605 | 51.0717 | 413.9911
5.0972 | 27282.6673 | 51.5788 | 417.3035
5.1042 | 27421.6891 | 52.1748 | 420.2472
5.1111 | 27555.9582 | 52.8016 | 422.8275
5.1181 | 27685.2158 | 53.4472 | 424.955
5.125 | 27809.2124 | 54.04 | 426.6967
5.1319 | 27927.7082 | 54.5306 | 428.1315
5.1389 | 28040.4738 | 54.8928 | 429.3692
5.1458 | 28147.2903 | 55.1229 | 430.4438
5.1528 | 28247.9503 | 55.2542 | 431.2278
5.1597 | 28342.2574 | 55.333 | 431.5015
5.1667 | 28430.0274 | 55.4242 | 431.1196
5.1736 | 28511.0885 | 55.5465 | 430.0504
5.1806 | 28585.281 | 55.6791 | 428.3499
5.1875 | 28652.4585 | 55.8059 | 426.192
5.1944 | 28712.4874 | 55.874 | 423.7314
5.2014 | 28765.2479 | 55.8281 | 420.9983
5.2083 | 28810.6334 | 55.6653 | 418.0648
5.2153 | 28848.5515 | 55.393 | 415.0009
5.2222 | 28878.9236 | 54.9935 | 412.0573
5.2292 | 28901.6854 | 54.4392 | 409.481
5.2361 | 28916.7867 | 53.7077 | 407.2776
5.2431 | 28924.1918 | 52.809 | 405.3395
5.25 | 28923.8795 | 51.8145 | 403.5589
5.2569 | 28915.8431 | 50.8327 | 401.9558
5.2639 | 28900.0903 | 50.012 | 400.6396
5.2708 | 28876.6433 | 49.4394 | 399.7994
5.2778 | 28845.5388 | 49.1263 | 399.5006
5.2847 | 28806.8279 | 49.0738 | 399.6785
5.2917 | 28760.576 | 49.2562 | 400.2786
5.2986 | 28706.8627 | 49.5836 | 401.3095
5.3056 | 28645.7813 | 49.9446 | 402.8052
5.3125 | 28577.4394 | 50.2794 | 404.5982
5.3194 | 28501.9579 | 50.5796 | 406.4541
5.3264 | 28419.4713 | 50.8727 | 408.2353
5.3333 | 28330.127 | 51.1711 | 409.8438
5.3403 | 28234.0856 | 51.4845 | 411.1445
5.3472 | 28131.52 | 51.8169 | 412.1201
5.3542 | 28022.6155 | 52.1719 | 412.8442
5.3611 | 27907.5692 | 52.5466 | 413.3501
5.3681 | 27786.5897 | 52.9009 | 413.4528
5.375 | 27659.8967 | 53.1854 | 412.8977
5.3819 | 27527.7208 | 53.399 | 411.506
5.3889 | 27390.3025 | 53.5766 | 409.2561
5.3958 | 27247.8924 | 53.7636 | 406.3078
5.4028 | 27100.7503 | 53.9787 | 402.9479
5.4097 | 26949.145 | 54.2069 | 399.4723
5.4167 | 26793.3533 | 54.4219 | 396.1403
5.4236 | 26633.6602 | 54.5863 | 393.2719
5.4306 | 26470.3575 | 54.6631 | 391.2268
5.4375 | 26303.7442 | 54.7003 | 390.1988
5.4444 | 26134.125 | 54.7375 | 390.2495
5.4514 | 25961.8105 | 54.7906 | 391.2594
5.4583 | 25787.116 | 54.8918 | 393.0658
5.4653 | 25610.3613 | 55.1101 | 395.4382
5.4722 | 25431.8701 | 55.4909 | 398.3056
5.4792 | 25251.9688 | 56.051 | 401.6153
5.4861 | 25070.9869 | 56.7609 | 405.1727
5.4931 | 24889.2555 | 57.5227 | 408.9183
5.5 | 24707.1068 | 58.2541 | 412.814
5.5069 | 24524.874 | 58.9321 | 416.8742
5.5139 | 24342.8901 | 59.5733 | 421.0644
5.5208 | 24161.4875 | 60.1576 | 425.3681
5.5278 | 23980.9975 | 60.6557 | 429.679
5.5347 | 23801.7493 | 61.0783 | 433.8387
5.5417 | 23624.0696 | 61.4631 | 437.6771
5.5486 | 23448.2823 | 61.8137 | 440.9504
5.5556 | 23274.707 | 62.1043 | 443.4569
5.5625 | 23103.6596 | 62.3444 | 445.054
5.5694 | 22935.4504 | 62.5387 | 445.6824
5.5764 | 22770.3847 | 62.6955 | 445.3857
5.5833 | 22608.7614 | 62.761 | 444.2386
5.5903 | 22450.8728 | 62.6496 | 442.2092
5.5972 | 22297.0039 | 62.273 | 439.2337
5.6042 | 22147.432 | 61.6233 | 435.434
5.6111 | 22002.426 | 60.7673 | 430.9036
5.6181 | 21862.2461 | 59.7512 | 425.8468
5.625 | 21727.1431 | 58.5821 | 420.5709
5.6319 | 21597.3581 | 57.2997 | 415.3743
5.6389 | 21473.1218 | 55.999 | 410.4183
5.6458 | 21354.6545 | 54.7877 | 405.7587
5.6528 | 21242.1651 | 53.7227 | 401.4267
5.6597 | 21135.8511 | 52.8038 | 397.464
5.6667 | 21035.8984 | 52.0246 | 393.8631
5.6736 | 20942.4802 | 51.4048 | 390.7432
5.6806 | 20855.7576 | 50.9966 | 388.3155
5.6875 | 20775.8786 | 50.8232 | 386.5798
5.6944 | 20702.9781 | 50.8597 | 385.3831
5.7014 | 20637.1777 | 51.0425 | 384.6394
5.7083 | 20578.5854 | 51.2619 | 384.3185
5.7153 | 20527.2952 | 51.3957 | 384.3273
5.7222 | 20483.3872 | 51.3529 | 384.655
5.7292 | 20446.9276 | 51.0888 | 385.3057
5.7361 | 20417.9679 | 50.6274 | 386.282
5.7431 | 20396.5455 | 49.997 | 387.6582
5.75 | 20382.6834 | 49.3058 | 389.5099
5.7569 | 20376.39 | 48.6868 | 391.6723
5.7639 | 20377.6593 | 48.2347 | 393.8349
5.7708 | 20386.4706 | 47.9806 | 395.8239
5.7778 | 20402.7891 | 47.9004 | 397.6741
5.7847 | 20426.5655 | 47.9735 | 399.4204
5.7917 | 20457.7362 | 48.1995 | 401.1575
5.7986 | 20496.2233 | 48.545 | 402.8881
5.8056 | 20541.9353 | 48.9606 | 404.5227
5.8125 | 20594.7666 | 49.389 | 405.929
5.8194 | 20654.5979 | 49.7718 | 406.8917
5.8264 | 20721.2967 | 50.0977 | 407.2814
5.8333 | 20794.7174 | 50.3757 | 407.0406
5.8403 | 20874.7015 | 50.5586 | 406.1702
5.8472 | 20961.0777 | 50.5853 | 404.7755
5.8542 | 21053.6629 | 50.4214 | 403.0692
5.8611 | 21152.2618 | 50.1031 | 401.204
5.8681 | 21256.6679 | 49.7048 | 399.4068
5.875 | 21366.6632 | 49.2925 | 397.9158
5.8819 | 21482.0194 | 48.9269 | 396.8864
5.8889 | 21602.4977 | 48.6457 | 396.4106
5.8958 | 21727.8498 | 48.4927 | 396.5103
5.9028 | 21857.8176 | 48.4468 | 396.9724
5.9097 | 21992.1348 | 48.4393 | 397.4744
5.9167 | 22130.5262 | 48.4057 | 397.828
5.9236 | 22272.7092 | 48.3435 | 398.0458
5.9306 | 22418.3938 | 48.2802 | 398.1298
5.9375 | 22567.2834 | 48.249 | 398.0483
5.9444 | 22719.0752 | 48.2609 | 397.9093
5.9514 | 22873.4608 | 48.3292 | 397.978
5.9583 | 23030.127 | 48.5058 | 398.4376
5.9653 | 23188.756 | 48.8663 | 399.326
5.9722 | 23349.0267 | 49.4318 | 400.4309
5.9792 | 23510.6143 | 50.2145 | 401.4767
5.9861 | 23673.1919 | 51.255 | 402.264
5.9931 | 23836.4305 | 52.5964 | 402.6622
6 | 24000 | 54.2609 | 402.6138
6.0069 | 24163.5695 | 56.2314 | 402.2111
6.0139 | 24326.8081 | 58.4262 | 401.5103
6.0208 | 24489.3857 | 60.7336 | 400.6231
6.0278 | 24650.9733 | 63.0212 | 399.7919
6.0347 | 24811.244 | 65.1827 | 399.2327
6.0417 | 24969.873 | 67.1148 | 399.0083
6.0486 | 25126.5392 | 68.7751 | 399.2293
6.0556 | 25280.9248 | 70.1973 | 399.9561
6.0625 | 25432.7166 | 71.4361 | 401.0993
6.0694 | 25581.6062 | 72.5261 | 402.5964
6.0764 | 25727.2908 | 73.444 | 404.4515
6.0833 | 25869.4738 | 74.135 | 406.6161
6.0903 | 26007.8652 | 74.4866 | 409.1445
6.0972 | 26142.1824 | 74.3879 | 412.2003
6.1042 | 26272.1502 | 73.7872 | 415.9143
6.1111 | 26397.5023 | 72.7314 | 420.18
6.1181 | 26517.9806 | 71.3443 | 424.8081
6.125 | 26633.3368 | 69.7755 | 429.5737
6.1319 | 26743.3321 | 68.1427 | 434.1285
6.1389 | 26847.7382 | 66.5245 | 438.2413
6.1458 | 26946.3371 | 64.9437 | 441.7339
6.1528 | 27038.9223 | 63.4128 | 444.3645
6.1597 | 27125.2985 | 61.9669 | 446.1427
6.1667 | 27205.2826 | 60.6158 | 447.0952
6.1736 | 27278.7033 | 59.3515 | 447.2099
6.1806 | 27345.4021 | 58.1681 | 446.5272
6.1875 | 27405.2334 | 57.0782 | 445.07
6.1944 | 27458.0647 | 56.1365 | 443.0138
6.2014 | 27503.7767 | 55.3771 | 440.5438
6.2083 | 27542.2638 | 54.7914 | 437.627
6.2153 | 27573.4345 | 54.3594 | 434.2406
6.2222 | 27597.2109 | 54.0536 | 430.5597
6.2292 | 27613.5294 | 53.8432 | 426.7271
6.2361 | 27622.3407 | 53.7105 | 422.701
6.2431 | 27623.61 | 53.6741 | 418.6194
6.25 | 27617.3166 | 53.7705 | 414.7211
6.2569 | 27603.4545 | 53.9913 | 411.1261
6.2639 | 27582.0321 | 54.2784 | 407.9481
6.2708 | 27553.0724 | 54.5693 | 405.4456
6.2778 | 27516.6128 | 54.8224 | 403.7816
6.2847 | 27472.7048 | 54.995 | 402.8165
6.2917 | 27421.4146 | 55.0835 | 402.32
6.2986 | 27362.8223 | 55.1213 | 402.1185
6.3056 | 27297.0219 | 55.1357 | 402.0779
6.3125 | 27224.1214 | 55.1493 | 402.088
6.3194 | 27144.2424 | 55.1365 | 402.1205
6.3264 | 27057.5198 | 55.0481 | 402.2842
6.3333 | 26964.1016 | 54.8461 | 402.831
6.3403 | 26864.1489 | 54.5343 | 404.0008
6.3472 | 26757.8349 | 54.106 | 405.9743
6.3542 | 26645.3455 | 53.6057 | 408.6795
6.3611 | 26526.8782 | 53.1169 | 411.8301
6.3681 | 26402.6419 | 52.7384 | 415.0904
6.375 | 26272.8569 | 52.5345 | 418.126
6.3819 | 26137.7539 | 52.5564 | 420.658
6.3889 | 25997.574 | 52.7832 | 422.4578
6.3958 | 25852.568 | 53.138 | 423.5412
6.4028 | 25702.9961 | 53.4876 | 424.0535
6.4097 | 25549.1272 | 53.6977 | 424.172
6.4167 | 25391.2386 | 53.6921 | 424.183
6.4236 | 25229.6153 | 53.5001 | 424.3959
6.4306 | 25064.5496 | 53.2054 | 425.0858
6.4375 | 24896.3404 | 52.8801 | 426.4612
6.4444 | 24725.293 | 52.6232 | 428.5038
6.4514 | 24551.7177 | 52.5199 | 431.2214
6.4583 | 24375.9304 | 52.5656 | 434.5224
6.4653 | 24198.2507 | 52.7124 | 438.2925
6.4722 | 24019.0025 | 52.913 | 442.4258
6.4792 | 23838.5125 | 53.1472 | 446.6984
6.4861 | 23657.1099 | 53.4515 | 450.8219
6.4931 | 23475.126 | 53.8493 | 454.4273
6.5 | 23292.8932 | 54.3413 | 457.0717
6.5069 | 23110.7445 | 54.8834 | 458.5105
6.5139 | 22929.0131 | 55.4568 | 458.6792
6.5208 | 22748.0312 | 56.0589 | 457.6433
6.5278 | 22568.1299 | 56.6614 | 455.4964
6.5347 | 22389.6387 | 57.246 | 452.3799
6.5417 | 22212.884 | 57.8608 | 448.5815
6.5486 | 22038.1895 | 58.5811 | 444.4361
6.5556 | 21865.875 | 59.4578 | 440.1642
6.5625 | 21696.2558 | 60.4907 | 435.8371
6.5694 | 21529.6425 | 61.6465 | 431.5504
6.5764 | 21366.3398 | 62.809 | 427.4802
6.5833 | 21206.6467 | 63.8139 | 423.687
6.5903 | 21050.855 | 64.5055 | 420.1911
6.5972 | 20899.2497 | 64.8211 | 417.0384
6.6042 | 20752.1076 | 64.7914 | 414.2656
6.6111 | 20609.6975 | 64.4583 | 411.8908
6.6181 | 20472.2792 | 63.8618 | 409.9398
6.625 | 20340.1033 | 63.068 | 408.5225
6.6319 | 20213.4103 | 62.1359 | 407.717
6.6389 | 20092.4308 | 61.052 | 407.5392
6.6458 | 19977.3845 | 59.7758 | 407.999
6.6528 | 19868.48 | 58.3077 | 409.1378
6.6597 | 19765.9144 | 56.7225 | 410.9026
6.6667 | 19669.873 | 55.1446 | 413.1276
6.6736 | 19580.5287 | 53.7028 | 415.5384
6.6806 | 19498.0421 | 52.4877 | 417.928
6.6875 | 19422.5606 | 51.5775 | 420.0626
6.6944 | 19354.2187 | 51.0181 | 421.8497
6.7014 | 19293.1373 | 50.7814 | 423.2589
6.7083 | 19239.424 | 50.8339 | 424.1581
6.7153 | 19193.1721 | 51.132 | 424.5504
6.7222 | 19154.4612 | 51.6125 | 424.619
6.7292 | 19123.3567 | 52.2292 | 424.565
6.7361 | 19099.9097 | 52.9228 | 424.4471
6.7431 | 19084.1569 | 53.6809 | 424.3251
6.75 | 19076.1205 | 54.4918 | 424.2656
6.7569 | 19075.8082 | 55.329 | 424.2177
6.7639 | 19083.2133 | 56.1435 | 424.1653
6.7708 | 19098.3146 | 56.8782 | 424.0266
6.7778 | 19121.0764 | 57.5157 | 423.7819
6.7847 | 19151.4485 | 58.0542 | 423.582
6.7917 | 19189.3666 | 58.5067 | 423.4997
6.7986 | 19234.7521 | 58.9165 | 423.6843
6.8056 | 19287.5126 | 59.3089 | 424.2962
6.8125 | 19347.5415 | 59.6743 | 425.3491
6.8194 | 19414.719 | 60.0158 | 426.8452
6.8264 | 19488.9115 | 60.311 | 428.707
6.8333 | 19569.9726 | 60.6328 | 430.3576
6.8403 | 19657.7426 | 61.2833 | 432.0387
6.8472 | 19752.0497 | 62.0439 | 433.5586
6.8542 | 19852.7097 | 62.775 | 434.8725
6.8611 | 19959.5262 | 63.4183 | 435.9794
6.8681 | 20072.2918 | 63.9553 | 436.88
6.875 | 20190.7876 | 64.3843 | 437.5736
6.8819 | 20314.7842 | 64.7119 | 438.053
6.8889 | 20444.0418 | 64.9492 | 438.3095
6.8958 | 20578.3109 | 65.1082 | 438.3409
6.9028 | 20717.3327 | 65.2001 | 438.1505
6.9097 | 20860.8395 | 65.2342 | 437.741
6.9167 | 21008.5551 | 65.2185 | 437.1151
6.9236 | 21160.1959 | 65.1586 | 436.2773
6.9306 | 21315.4706 | 65.0584 | 435.2323
6.9375 | 21474.0815 | 64.9201 | 433.9846
6.9444 | 21635.7247 | 64.7442 | 432.5364
6.9514 | 21800.0907 | 64.5296 | 430.8876
6.9583 | 21966.8649 | 64.2749 | 429.0378
6.9653 | 22135.7286 | 63.9777 | 426.9851
6.9722 | 22306.3591 | 63.6355 | 424.7271
6.9792 | 22478.4306 | 63.2448 | 422.2635
6.9861 | 22651.615 | 62.8009 | 419.5926
6.9931 | 22825.5819 | 62.2987 | 416.7134
7 | 23000 | 61.7323 | 413.6249
Temp_sine | Disabled
No interpolation | Repeated every 168 hours
Time | T
d | °C
0 | 20
0.0069444 | 20.0545
0.013889 | 20.1091
0.020833 | 20.1636
0.027778 | 20.2181
0.034722 | 20.2727
0.041667 | 20.3272
0.048611 | 20.3817
0.055556 | 20.4362
0.0625 | 20.4907
0.069444 | 20.5451
0.076389 | 20.5996
0.083333 | 20.654
0.090278 | 20.7084
0.097222 | 20.7628
0.10417 | 20.8172
0.11111 | 20.8716
0.11806 | 20.9259
0.125 | 20.9802
0.13194 | 21.0344
0.13889 | 21.0887
0.14583 | 21.1429
0.15278 | 21.197
0.15972 | 21.2512
0.16667 | 21.3053
0.17361 | 21.3593
0.18056 | 21.4133
0.1875 | 21.4673
0.19444 | 21.5212
0.20139 | 21.5751
0.20833 | 21.629
0.21528 | 21.6827
0.22222 | 21.7365
0.22917 | 21.7902
0.23611 | 21.8438
0.24306 | 21.8974
0.25 | 21.9509
0.25694 | 22.0044
0.26389 | 22.0578
0.27083 | 22.1111
0.27778 | 22.1644
0.28472 | 22.2176
0.29167 | 22.2708
0.29861 | 22.3238
0.30556 | 22.3769
0.3125 | 22.4298
0.31944 | 22.4827
0.32639 | 22.5355
0.33333 | 22.5882
0.34028 | 22.6408
0.34722 | 22.6934
0.35417 | 22.7459
0.36111 | 22.7983
0.36806 | 22.8506
0.375 | 22.9028
0.38194 | 22.955
0.38889 | 23.0071
0.39583 | 23.059
0.40278 | 23.1109
0.40972 | 23.1627
0.41667 | 23.2144
0.42361 | 23.266
0.43056 | 23.3175
0.4375 | 23.3689
0.44444 | 23.4202
0.45139 | 23.4714
0.45833 | 23.5225
0.46528 | 23.5735
0.47222 | 23.6244
0.47917 | 23.6752
0.48611 | 23.7258
0.49306 | 23.7764
0.5 | 23.8268
0.50694 | 23.8772
0.51389 | 23.9274
0.52083 | 23.9775
0.52778 | 24.0275
0.53472 | 24.0773
0.54167 | 24.1271
0.54861 | 24.1767
0.55556 | 24.2262
0.5625 | 24.2756
0.56944 | 24.3248
0.57639 | 24.3739
0.58333 | 24.4229
0.59028 | 24.4717
0.59722 | 24.5205
0.60417 | 24.569
0.61111 | 24.6175
0.61806 | 24.6658
0.625 | 24.714
0.63194 | 24.762
0.63889 | 24.8099
0.64583 | 24.8576
0.65278 | 24.9052
0.65972 | 24.9527
0.66667 | 25
0.67361 | 25.0472
0.68056 | 25.0942
0.6875 | 25.141
0.69444 | 25.1877
0.70139 | 25.2343
0.70833 | 25.2807
0.71528 | 25.3269
0.72222 | 25.373
0.72917 | 25.4189
0.73611 | 25.4647
0.74306 | 25.5103
0.75 | 25.5557
0.75694 | 25.601
0.76389 | 25.6461
0.77083 | 25.691
0.77778 | 25.7358
0.78472 | 25.7804
0.79167 | 25.8248
0.79861 | 25.869
0.80556 | 25.9131
0.8125 | 25.957
0.81944 | 26.0007
0.82639 | 26.0443
0.83333 | 26.0876
0.84028 | 26.1308
0.84722 | 26.1738
0.85417 | 26.2166
0.86111 | 26.2592
0.86806 | 26.3017
0.875 | 26.3439
0.88194 | 26.386
0.88889 | 26.4279
0.89583 | 26.4696
0.90278 | 26.5111
0.90972 | 26.5524
0.91667 | 26.5935
0.92361 | 26.6344
0.93056 | 26.6751
0.9375 | 26.7156
0.94444 | 26.7559
0.95139 | 26.796
0.95833 | 26.8359
0.96528 | 26.8756
0.97222 | 26.9151
0.97917 | 26.9544
0.98611 | 26.9935
0.99306 | 27.0324
1 | 27.0711
1.0069 | 27.1095
1.0139 | 27.1478
1.0208 | 27.1858
1.0278 | 27.2236
1.0347 | 27.2612
1.0417 | 27.2986
1.0486 | 27.3358
1.0556 | 27.3728
1.0625 | 27.4095
1.0694 | 27.446
1.0764 | 27.4823
1.0833 | 27.5184
1.0903 | 27.5542
1.0972 | 27.5899
1.1042 | 27.6253
1.1111 | 27.6604
1.1181 | 27.6954
1.125 | 27.7301
1.1319 | 27.7646
1.1389 | 27.7988
1.1458 | 27.8329
1.1528 | 27.8667
1.1597 | 27.9002
1.1667 | 27.9335
1.1736 | 27.9666
1.1806 | 27.9995
1.1875 | 28.0321
1.1944 | 28.0644
1.2014 | 28.0966
1.2083 | 28.1285
1.2153 | 28.1601
1.2222 | 28.1915
1.2292 | 28.2227
1.2361 | 28.2536
1.2431 | 28.2843
1.25 | 28.3147
1.2569 | 28.3449
1.2639 | 28.3748
1.2708 | 28.4045
1.2778 | 28.4339
1.2847 | 28.4631
1.2917 | 28.492
1.2986 | 28.5207
1.3056 | 28.5491
1.3125 | 28.5773
1.3194 | 28.6052
1.3264 | 28.6329
1.3333 | 28.6603
1.3403 | 28.6874
1.3472 | 28.7143
1.3542 | 28.7409
1.3611 | 28.7673
1.3681 | 28.7934
1.375 | 28.8192
1.3819 | 28.8448
1.3889 | 28.8701
1.3958 | 28.8952
1.4028 | 28.9199
1.4097 | 28.9445
1.4167 | 28.9687
1.4236 | 28.9927
1.4306 | 29.0164
1.4375 | 29.0399
1.4444 | 29.0631
1.4514 | 29.086
1.4583 | 29.1086
1.4653 | 29.131
1.4722 | 29.1531
1.4792 | 29.1749
1.4861 | 29.1965
1.4931 | 29.2178
1.5 | 29.2388
1.5069 | 29.2595
1.5139 | 29.28
1.5208 | 29.3002
1.5278 | 29.3201
1.5347 | 29.3397
1.5417 | 29.3591
1.5486 | 29.3781
1.5556 | 29.3969
1.5625 | 29.4154
1.5694 | 29.4337
1.5764 | 29.4516
1.5833 | 29.4693
1.5903 | 29.4867
1.5972 | 29.5038
1.6042 | 29.5206
1.6111 | 29.5372
1.6181 | 29.5534
1.625 | 29.5694
1.6319 | 29.5851
1.6389 | 29.6005
1.6458 | 29.6156
1.6528 | 29.6305
1.6597 | 29.645
1.6667 | 29.6593
1.6736 | 29.6732
1.6806 | 29.6869
1.6875 | 29.7003
1.6944 | 29.7134
1.7014 | 29.7262
1.7083 | 29.7388
1.7153 | 29.751
1.7222 | 29.763
1.7292 | 29.7746
1.7361 | 29.786
1.7431 | 29.7971
1.75 | 29.8079
1.7569 | 29.8183
1.7639 | 29.8285
1.7708 | 29.8385
1.7778 | 29.8481
1.7847 | 29.8574
1.7917 | 29.8664
1.7986 | 29.8752
1.8056 | 29.8836
1.8125 | 29.8918
1.8194 | 29.8996
1.8264 | 29.9072
1.8333 | 29.9144
1.8403 | 29.9214
1.8472 | 29.9281
1.8542 | 29.9345
1.8611 | 29.9406
1.8681 | 29.9464
1.875 | 29.9518
1.8819 | 29.957
1.8889 | 29.9619
1.8958 | 29.9666
1.9028 | 29.9709
1.9097 | 29.9749
1.9167 | 29.9786
1.9236 | 29.982
1.9306 | 29.9851
1.9375 | 29.988
1.9444 | 29.9905
1.9514 | 29.9927
1.9583 | 29.9946
1.9653 | 29.9963
1.9722 | 29.9976
1.9792 | 29.9987
1.9861 | 29.9994
1.9931 | 29.9999
2 | 30
2.0069 | 29.9999
2.0139 | 29.9994
2.0208 | 29.9987
2.0278 | 29.9976
2.0347 | 29.9963
2.0417 | 29.9946
2.0486 | 29.9927
2.0556 | 29.9905
2.0625 | 29.988
2.0694 | 29.9851
2.0764 | 29.982
2.0833 | 29.9786
2.0903 | 29.9749
2.0972 | 29.9709
2.1042 | 29.9666
2.1111 | 29.9619
2.1181 | 29.957
2.125 | 29.9518
2.1319 | 29.9464
2.1389 | 29.9406
2.1458 | 29.9345
2.1528 | 29.9281
2.1597 | 29.9214
2.1667 | 29.9144
2.1736 | 29.9072
2.1806 | 29.8996
2.1875 | 29.8918
2.1944 | 29.8836
2.2014 | 29.8752
2.2083 | 29.8664
2.2153 | 29.8574
2.2222 | 29.8481
2.2292 | 29.8385
2.2361 | 29.8285
2.2431 | 29.8183
2.25 | 29.8079
2.2569 | 29.7971
2.2639 | 29.786
2.2708 | 29.7746
2.2778 | 29.763
2.2847 | 29.751
2.2917 | 29.7388
2.2986 | 29.7262
2.3056 | 29.7134
2.3125 | 29.7003
2.3194 | 29.6869
2.3264 | 29.6732
2.3333 | 29.6593
2.3403 | 29.645
2.3472 | 29.6305
2.3542 | 29.6156
2.3611 | 29.6005
2.3681 | 29.5851
2.375 | 29.5694
2.3819 | 29.5534
2.3889 | 29.5372
2.3958 | 29.5206
2.4028 | 29.5038
2.4097 | 29.4867
2.4167 | 29.4693
2.4236 | 29.4516
2.4306 | 29.4337
2.4375 | 29.4154
2.4444 | 29.3969
2.4514 | 29.3781
2.4583 | 29.3591
2.4653 | 29.3397
2.4722 | 29.3201
2.4792 | 29.3002
2.4861 | 29.28
2.4931 | 29.2595
2.5 | 29.2388
2.5069 | 29.2178
2.5139 | 29.1965
2.5208 | 29.1749
2.5278 | 29.1531
2.5347 | 29.131
2.5417 | 29.1086
2.5486 | 29.086
2.5556 | 29.0631
2.5625 | 29.0399
2.5694 | 29.0164
2.5764 | 28.9927
2.5833 | 28.9687
2.5903 | 28.9445
2.5972 | 28.9199
2.6042 | 28.8952
2.6111 | 28.8701
2.6181 | 28.8448
2.625 | 28.8192
2.6319 | 28.7934
2.6389 | 28.7673
2.6458 | 28.7409
2.6528 | 28.7143
2.6597 | 28.6874
2.6667 | 28.6603
2.6736 | 28.6329
2.6806 | 28.6052
2.6875 | 28.5773
2.6944 | 28.5491
2.7014 | 28.5207
2.7083 | 28.492
2.7153 | 28.4631
2.7222 | 28.4339
2.7292 | 28.4045
2.7361 | 28.3748
2.7431 | 28.3449
2.75 | 28.3147
2.7569 | 28.2843
2.7639 | 28.2536
2.7708 | 28.2227
2.7778 | 28.1915
2.7847 | 28.1601
2.7917 | 28.1285
2.7986 | 28.0966
2.8056 | 28.0644
2.8125 | 28.0321
2.8194 | 27.9995
2.8264 | 27.9666
2.8333 | 27.9335
2.8403 | 27.9002
2.8472 | 27.8667
2.8542 | 27.8329
2.8611 | 27.7988
2.8681 | 27.7646
2.875 | 27.7301
2.8819 | 27.6954
2.8889 | 27.6604
2.8958 | 27.6253
2.9028 | 27.5899
2.9097 | 27.5542
2.9167 | 27.5184
2.9236 | 27.4823
2.9306 | 27.446
2.9375 | 27.4095
2.9444 | 27.3728
2.9514 | 27.3358
2.9583 | 27.2986
2.9653 | 27.2612
2.9722 | 27.2236
2.9792 | 27.1858
2.9861 | 27.1478
2.9931 | 27.1095
3 | 27.0711
3.0069 | 27.0324
3.0139 | 26.9935
3.0208 | 26.9544
3.0278 | 26.9151
3.0347 | 26.8756
3.0417 | 26.8359
3.0486 | 26.796
3.0556 | 26.7559
3.0625 | 26.7156
3.0694 | 26.6751
3.0764 | 26.6344
3.0833 | 26.5935
3.0903 | 26.5524
3.0972 | 26.5111
3.1042 | 26.4696
3.1111 | 26.4279
3.1181 | 26.386
3.125 | 26.3439
3.1319 | 26.3017
3.1389 | 26.2592
3.1458 | 26.2166
3.1528 | 26.1738
3.1597 | 26.1308
3.1667 | 26.0876
3.1736 | 26.0443
3.1806 | 26.0007
3.1875 | 25.957
3.1944 | 25.9131
3.2014 | 25.869
3.2083 | 25.8248
3.2153 | 25.7804
3.2222 | 25.7358
3.2292 | 25.691
3.2361 | 25.6461
3.2431 | 25.601
3.25 | 25.5557
3.2569 | 25.5103
3.2639 | 25.4647
3.2708 | 25.4189
3.2778 | 25.373
3.2847 | 25.3269
3.2917 | 25.2807
3.2986 | 25.2343
3.3056 | 25.1877
3.3125 | 25.141
3.3194 | 25.0942
3.3264 | 25.0472
3.3333 | 25
3.3403 | 24.9527
3.3472 | 24.9052
3.3542 | 24.8576
3.3611 | 24.8099
3.3681 | 24.762
3.375 | 24.714
3.3819 | 24.6658
3.3889 | 24.6175
3.3958 | 24.569
3.4028 | 24.5205
3.4097 | 24.4717
3.4167 | 24.4229
3.4236 | 24.3739
3.4306 | 24.3248
3.4375 | 24.2756
3.4444 | 24.2262
3.4514 | 24.1767
3.4583 | 24.1271
3.4653 | 24.0773
3.4722 | 24.0275
3.4792 | 23.9775
3.4861 | 23.9274
3.4931 | 23.8772
3.5 | 23.8268
3.5069 | 23.7764
3.5139 | 23.7258
3.5208 | 23.6752
3.5278 | 23.6244
3.5347 | 23.5735
3.5417 | 23.5225
3.5486 | 23.4714
3.5556 | 23.4202
3.5625 | 23.3689
3.5694 | 23.3175
3.5764 | 23.266
3.5833 | 23.2144
3.5903 | 23.1627
3.5972 | 23.1109
3.6042 | 23.059
3.6111 | 23.0071
3.6181 | 22.955
3.625 | 22.9028
3.6319 | 22.8506
3.6389 | 22.7983
3.6458 | 22.7459
3.6528 | 22.6934
3.6597 | 22.6408
3.6667 | 22.5882
3.6736 | 22.5355
3.6806 | 22.4827
3.6875 | 22.4298
3.6944 | 22.3769
3.7014 | 22.3238
3.7083 | 22.2708
3.7153 | 22.2176
3.7222 | 22.1644
3.7292 | 22.1111
3.7361 | 22.0578
3.7431 | 22.0044
3.75 | 21.9509
3.7569 | 21.8974
3.7639 | 21.8438
3.7708 | 21.7902
3.7778 | 21.7365
3.7847 | 21.6827
3.7917 | 21.629
3.7986 | 21.5751
3.8056 | 21.5212
3.8125 | 21.4673
3.8194 | 21.4133
3.8264 | 21.3593
3.8333 | 21.3053
3.8403 | 21.2512
3.8472 | 21.197
3.8542 | 21.1429
3.8611 | 21.0887
3.8681 | 21.0344
3.875 | 20.9802
3.8819 | 20.9259
3.8889 | 20.8716
3.8958 | 20.8172
3.9028 | 20.7628
3.9097 | 20.7084
3.9167 | 20.654
3.9236 | 20.5996
3.9306 | 20.5451
3.9375 | 20.4907
3.9444 | 20.4362
3.9514 | 20.3817
3.9583 | 20.3272
3.9653 | 20.2727
3.9722 | 20.2181
3.9792 | 20.1636
3.9861 | 20.1091
3.9931 | 20.0545
4 | 20
4.0069 | 19.9455
4.0139 | 19.8909
4.0208 | 19.8364
4.0278 | 19.7819
4.0347 | 19.7273
4.0417 | 19.6728
4.0486 | 19.6183
4.0556 | 19.5638
4.0625 | 19.5093
4.0694 | 19.4549
4.0764 | 19.4004
4.0833 | 19.346
4.0903 | 19.2916
4.0972 | 19.2372
4.1042 | 19.1828
4.1111 | 19.1284
4.1181 | 19.0741
4.125 | 19.0198
4.1319 | 18.9656
4.1389 | 18.9113
4.1458 | 18.8571
4.1528 | 18.803
4.1597 | 18.7488
4.1667 | 18.6947
4.1736 | 18.6407
4.1806 | 18.5867
4.1875 | 18.5327
4.1944 | 18.4788
4.2014 | 18.4249
4.2083 | 18.371
4.2153 | 18.3173
4.2222 | 18.2635
4.2292 | 18.2098
4.2361 | 18.1562
4.2431 | 18.1026
4.25 | 18.0491
4.2569 | 17.9956
4.2639 | 17.9422
4.2708 | 17.8889
4.2778 | 17.8356
4.2847 | 17.7824
4.2917 | 17.7292
4.2986 | 17.6762
4.3056 | 17.6231
4.3125 | 17.5702
4.3194 | 17.5173
4.3264 | 17.4645
4.3333 | 17.4118
4.3403 | 17.3592
4.3472 | 17.3066
4.3542 | 17.2541
4.3611 | 17.2017
4.3681 | 17.1494
4.375 | 17.0972
4.3819 | 17.045
4.3889 | 16.9929
4.3958 | 16.941
4.4028 | 16.8891
4.4097 | 16.8373
4.4167 | 16.7856
4.4236 | 16.734
4.4306 | 16.6825
4.4375 | 16.6311
4.4444 | 16.5798
4.4514 | 16.5286
4.4583 | 16.4775
4.4653 | 16.4265
4.4722 | 16.3756
4.4792 | 16.3248
4.4861 | 16.2742
4.4931 | 16.2236
4.5 | 16.1732
4.5069 | 16.1228
4.5139 | 16.0726
4.5208 | 16.0225
4.5278 | 15.9725
4.5347 | 15.9227
4.5417 | 15.8729
4.5486 | 15.8233
4.5556 | 15.7738
4.5625 | 15.7244
4.5694 | 15.6752
4.5764 | 15.6261
4.5833 | 15.5771
4.5903 | 15.5283
4.5972 | 15.4795
4.6042 | 15.431
4.6111 | 15.3825
4.6181 | 15.3342
4.625 | 15.286
4.6319 | 15.238
4.6389 | 15.1901
4.6458 | 15.1424
4.6528 | 15.0948
4.6597 | 15.0473
4.6667 | 15
4.6736 | 14.9528
4.6806 | 14.9058
4.6875 | 14.859
4.6944 | 14.8123
4.7014 | 14.7657
4.7083 | 14.7193
4.7153 | 14.6731
4.7222 | 14.627
4.7292 | 14.5811
4.7361 | 14.5353
4.7431 | 14.4897
4.75 | 14.4443
4.7569 | 14.399
4.7639 | 14.3539
4.7708 | 14.309
4.7778 | 14.2642
4.7847 | 14.2196
4.7917 | 14.1752
4.7986 | 14.131
4.8056 | 14.0869
4.8125 | 14.043
4.8194 | 13.9993
4.8264 | 13.9557
4.8333 | 13.9124
4.8403 | 13.8692
4.8472 | 13.8262
4.8542 | 13.7834
4.8611 | 13.7408
4.8681 | 13.6983
4.875 | 13.6561
4.8819 | 13.614
4.8889 | 13.5721
4.8958 | 13.5304
4.9028 | 13.4889
4.9097 | 13.4476
4.9167 | 13.4065
4.9236 | 13.3656
4.9306 | 13.3249
4.9375 | 13.2844
4.9444 | 13.2441
4.9514 | 13.204
4.9583 | 13.1641
4.9653 | 13.1244
4.9722 | 13.0849
4.9792 | 13.0456
4.9861 | 13.0065
4.9931 | 12.9676
5 | 12.9289
5.0069 | 12.8905
5.0139 | 12.8522
5.0208 | 12.8142
5.0278 | 12.7764
5.0347 | 12.7388
5.0417 | 12.7014
5.0486 | 12.6642
5.0556 | 12.6272
5.0625 | 12.5905
5.0694 | 12.554
5.0764 | 12.5177
5.0833 | 12.4816
5.0903 | 12.4458
5.0972 | 12.4101
5.1042 | 12.3747
5.1111 | 12.3396
5.1181 | 12.3046
5.125 | 12.2699
5.1319 | 12.2354
5.1389 | 12.2012
5.1458 | 12.1671
5.1528 | 12.1333
5.1597 | 12.0998
5.1667 | 12.0665
5.1736 | 12.0334
5.1806 | 12.0005
5.1875 | 11.9679
5.1944 | 11.9356
5.2014 | 11.9034
5.2083 | 11.8715
5.2153 | 11.8399
5.2222 | 11.8085
5.2292 | 11.7773
5.2361 | 11.7464
5.2431 | 11.7157
5.25 | 11.6853
5.2569 | 11.6551
5.2639 | 11.6252
5.2708 | 11.5955
5.2778 | 11.5661
5.2847 | 11.5369
5.2917 | 11.508
5.2986 | 11.4793
5.3056 | 11.4509
5.3125 | 11.4227
5.3194 | 11.3948
5.3264 | 11.3671
5.3333 | 11.3397
5.3403 | 11.3126
5.3472 | 11.2857
5.3542 | 11.2591
5.3611 | 11.2327
5.3681 | 11.2066
5.375 | 11.1808
5.3819 | 11.1552
5.3889 | 11.1299
5.3958 | 11.1048
5.4028 | 11.0801
5.4097 | 11.0555
5.4167 | 11.0313
5.4236 | 11.0073
5.4306 | 10.9836
5.4375 | 10.9601
5.4444 | 10.9369
5.4514 | 10.914
5.4583 | 10.8914
5.4653 | 10.869
5.4722 | 10.8469
5.4792 | 10.8251
5.4861 | 10.8035
5.4931 | 10.7822
5.5 | 10.7612
5.5069 | 10.7405
5.5139 | 10.72
5.5208 | 10.6998
5.5278 | 10.6799
5.5347 | 10.6603
5.5417 | 10.6409
5.5486 | 10.6219
5.5556 | 10.6031
5.5625 | 10.5846
5.5694 | 10.5663
5.5764 | 10.5484
5.5833 | 10.5307
5.5903 | 10.5133
5.5972 | 10.4962
5.6042 | 10.4794
5.6111 | 10.4628
5.6181 | 10.4466
5.625 | 10.4306
5.6319 | 10.4149
5.6389 | 10.3995
5.6458 | 10.3844
5.6528 | 10.3695
5.6597 | 10.355
5.6667 | 10.3407
5.6736 | 10.3268
5.6806 | 10.3131
5.6875 | 10.2997
5.6944 | 10.2866
5.7014 | 10.2738
5.7083 | 10.2612
5.7153 | 10.249
5.7222 | 10.237
5.7292 | 10.2254
5.7361 | 10.214
5.7431 | 10.2029
5.75 | 10.1921
5.7569 | 10.1817
5.7639 | 10.1715
5.7708 | 10.1615
5.7778 | 10.1519
5.7847 | 10.1426
5.7917 | 10.1336
5.7986 | 10.1248
5.8056 | 10.1164
5.8125 | 10.1082
5.8194 | 10.1004
5.8264 | 10.0928
5.8333 | 10.0856
5.8403 | 10.0786
5.8472 | 10.0719
5.8542 | 10.0655
5.8611 | 10.0594
5.8681 | 10.0536
5.875 | 10.0482
5.8819 | 10.043
5.8889 | 10.0381
5.8958 | 10.0334
5.9028 | 10.0291
5.9097 | 10.0251
5.9167 | 10.0214
5.9236 | 10.018
5.9306 | 10.0149
5.9375 | 10.012
5.9444 | 10.0095
5.9514 | 10.0073
5.9583 | 10.0054
5.9653 | 10.0037
5.9722 | 10.0024
5.9792 | 10.0013
5.9861 | 10.0006
5.9931 | 10.0001
6 | 10
6.0069 | 10.0001
6.0139 | 10.0006
6.0208 | 10.0013
6.0278 | 10.0024
6.0347 | 10.0037
6.0417 | 10.0054
6.0486 | 10.0073
6.0556 | 10.0095
6.0625 | 10.012
6.0694 | 10.0149
6.0764 | 10.018
6.0833 | 10.0214
6.0903 | 10.0251
6.0972 | 10.0291
6.1042 | 10.0334
6.1111 | 10.0381
6.1181 | 10.043
6.125 | 10.0482
6.1319 | 10.0536
6.1389 | 10.0594
6.1458 | 10.0655
6.1528 | 10.0719
6.1597 | 10.0786
6.1667 | 10.0856
6.1736 | 10.0928
6.1806 | 10.1004
6.1875 | 10.1082
6.1944 | 10.1164
6.2014 | 10.1248
6.2083 | 10.1336
6.2153 | 10.1426
6.2222 | 10.1519
6.2292 | 10.1615
6.2361 | 10.1715
6.2431 | 10.1817
6.25 | 10.1921
6.2569 | 10.2029
6.2639 | 10.214
6.2708 | 10.2254
6.2778 | 10.237
6.2847 | 10.249
6.2917 | 10.2612
6.2986 | 10.2738
6.3056 | 10.2866
6.3125 | 10.2997
6.3194 | 10.3131
6.3264 | 10.3268
6.3333 | 10.3407
6.3403 | 10.355
6.3472 | 10.3695
6.3542 | 10.3844
6.3611 | 10.3995
6.3681 | 10.4149
6.375 | 10.4306
6.3819 | 10.4466
6.3889 | 10.4628
6.3958 | 10.4794
6.4028 | 10.4962
6.4097 | 10.5133
6.4167 | 10.5307
6.4236 | 10.5484
6.4306 | 10.5663
6.4375 | 10.5846
6.4444 | 10.6031
6.4514 | 10.6219
6.4583 | 10.6409
6.4653 | 10.6603
6.4722 | 10.6799
6.4792 | 10.6998
6.4861 | 10.72
6.4931 | 10.7405
6.5 | 10.7612
6.5069 | 10.7822
6.5139 | 10.8035
6.5208 | 10.8251
6.5278 | 10.8469
6.5347 | 10.869
6.5417 | 10.8914
6.5486 | 10.914
6.5556 | 10.9369
6.5625 | 10.9601
6.5694 | 10.9836
6.5764 | 11.0073
6.5833 | 11.0313
6.5903 | 11.0555
6.5972 | 11.0801
6.6042 | 11.1048
6.6111 | 11.1299
6.6181 | 11.1552
6.625 | 11.1808
6.6319 | 11.2066
6.6389 | 11.2327
6.6458 | 11.2591
6.6528 | 11.2857
6.6597 | 11.3126
6.6667 | 11.3397
6.6736 | 11.3671
6.6806 | 11.3948
6.6875 | 11.4227
6.6944 | 11.4509
6.7014 | 11.4793
6.7083 | 11.508
6.7153 | 11.5369
6.7222 | 11.5661
6.7292 | 11.5955
6.7361 | 11.6252
6.7431 | 11.6551
6.75 | 11.6853
6.7569 | 11.7157
6.7639 | 11.7464
6.7708 | 11.7773
6.7778 | 11.8085
6.7847 | 11.8399
6.7917 | 11.8715
6.7986 | 11.9034
6.8056 | 11.9356
6.8125 | 11.9679
6.8194 | 12.0005
6.8264 | 12.0334
6.8333 | 12.0665
6.8403 | 12.0998
6.8472 | 12.1333
6.8542 | 12.1671
6.8611 | 12.2012
6.8681 | 12.2354
6.875 | 12.2699
6.8819 | 12.3046
6.8889 | 12.3396
6.8958 | 12.3747
6.9028 | 12.4101
6.9097 | 12.4458
6.9167 | 12.4816
6.9236 | 12.5177
6.9306 | 12.554
6.9375 | 12.5905
6.9444 | 12.6272
6.9514 | 12.6642
6.9583 | 12.7014
6.9653 | 12.7388
6.9722 | 12.7764
6.9792 | 12.8142
6.9861 | 12.8522
6.9931 | 12.8905
7 | 12.9289
Table2 | Disabled
No interpolation
Time | T
d | °C
0 | 20
3.5 | 10
Table3 | Enabled
No interpolation
Time | Q | TKN
d | m3/d | g N/m3
0 | 24000 | 53.7377
0.0069444 | 24185.3856 | 53.5446
0.013889 | 24370.4379 | 53.3561
0.020833 | 24554.8239 | 53.1749
0.027778 | 24738.2121 | 53.0041
0.034722 | 24920.273 | 52.8468
0.041667 | 25100.6793 | 52.7066
0.048611 | 25279.1072 | 52.5863
0.055556 | 25455.2363 | 52.4878
0.0625 | 25628.7509 | 52.413
0.069444 | 25799.3399 | 52.3632
0.076389 | 25966.6981 | 52.34
0.083333 | 26130.5262 | 52.3444
0.090278 | 26290.5316 | 52.3773
0.097222 | 26446.4291 | 52.4379
0.10417 | 26597.9412 | 52.5238
0.11111 | 26744.7986 | 52.6323
0.11806 | 26886.7411 | 52.7598
0.125 | 27023.5174 | 52.9016
0.13194 | 27154.8866 | 53.0515
0.13889 | 27280.6174 | 53.2017
0.14583 | 27400.4896 | 53.3448
0.15278 | 27514.2941 | 53.4758
0.15972 | 27621.833 | 53.603
0.16667 | 27722.9207 | 53.773
0.17361 | 27817.3834 | 54.092
0.18056 | 27905.0602 | 55.0001
0.1875 | 27985.8028 | 56.0422
0.19444 | 28059.4763 | 57.1578
0.20139 | 28125.9589 | 58.2742
0.20833 | 28185.1428 | 59.3444
0.21528 | 28236.9336 | 60.3589
0.22222 | 28281.2512 | 61.3069
0.22917 | 28318.0295 | 62.1499
0.23611 | 28347.2168 | 62.8409
0.24306 | 28368.7758 | 63.3078
0.25 | 28382.6834 | 63.4997
0.25694 | 28388.9313 | 63.3833
0.26389 | 28387.5255 | 62.9463
0.27083 | 28378.4865 | 62.2017
0.27778 | 28361.8493 | 61.1533
0.28472 | 28337.6632 | 59.8238
0.29167 | 28305.992 | 58.2647
0.29861 | 28266.9133 | 56.5479
0.30556 | 28220.5191 | 54.7584
0.3125 | 28166.9149 | 52.9552
0.31944 | 28106.2199 | 51.2052
0.32639 | 28038.5669 | 49.5512
0.33333 | 27964.1016 | 48.0292
0.34028 | 27882.9827 | 46.6677
0.34722 | 27795.3814 | 45.4918
0.35417 | 27701.4812 | 44.5511
0.36111 | 27601.4774 | 43.8781
0.36806 | 27495.5768 | 43.5142
0.375 | 27383.9974 | 43.4685
0.38194 | 27266.9678 | 43.7504
0.38889 | 27144.7269 | 44.3221
0.39583 | 27017.5234 | 45.0989
0.40278 | 26885.6154 | 45.987
0.40972 | 26749.2697 | 46.9249
0.41667 | 26608.7614 | 47.8862
0.42361 | 26464.3736 | 48.8676
0.43056 | 26316.3965 | 49.8606
0.4375 | 26165.127 | 50.8628
0.44444 | 26010.8682 | 51.8751
0.45139 | 25853.9287 | 52.9014
0.45833 | 25694.622 | 53.9396
0.46528 | 25533.2662 | 54.9708
0.47222 | 25370.1829 | 55.9637
0.47917 | 25205.6971 | 56.8908
0.48611 | 25040.136 | 57.7155
0.49306 | 24873.8291 | 58.4245
0.5 | 24707.1068 | 59.0401
0.50694 | 24540.3004 | 59.5597
0.51389 | 24373.741 | 59.9719
0.52083 | 24207.7593 | 60.2836
0.52778 | 24042.6846 | 60.5123
0.53472 | 23878.8444 | 60.7044
0.54167 | 23716.5636 | 60.8921
0.54861 | 23556.1641 | 61.0738
0.55556 | 23397.9639 | 61.2517
0.5625 | 23242.2767 | 61.4391
0.56944 | 23089.4114 | 61.6504
0.57639 | 22939.6713 | 61.8755
0.58333 | 22793.3533 | 62.0818
0.59028 | 22650.7481 | 62.2575
0.59722 | 22512.1389 | 62.4232
0.60417 | 22377.801 | 62.588
0.61111 | 22248.0016 | 62.7126
0.61806 | 22122.9991 | 62.7424
0.625 | 22003.0425 | 62.6599
0.63194 | 21888.371 | 62.4515
0.63889 | 21779.2137 | 62.0982
0.64583 | 21675.7888 | 61.6012
0.65278 | 21578.3037 | 60.9893
0.65972 | 21486.9541 | 60.2824
0.66667 | 21401.9238 | 59.5211
0.67361 | 21323.3846 | 58.7538
0.68056 | 21251.4956 | 58.017
0.6875 | 21186.4031 | 57.3325
0.69444 | 21128.2404 | 56.7208
0.70139 | 21077.127 | 56.2046
0.70833 | 21033.1694 | 55.7475
0.71528 | 20996.4599 | 55.3173
0.72222 | 20967.0768 | 54.8659
0.72917 | 20945.0844 | 54.3739
0.73611 | 20930.5327 | 53.8357
0.74306 | 20923.4573 | 53.2706
0.75 | 20923.8795 | 52.7264
0.75694 | 20931.806 | 52.2354
0.76389 | 20947.2291 | 51.8376
0.77083 | 20970.1265 | 51.581
0.77778 | 21000.4616 | 51.4879
0.78472 | 21038.1835 | 51.532
0.79167 | 21083.2268 | 51.6406
0.79861 | 21135.5123 | 51.7516
0.80556 | 21194.9465 | 51.8161
0.8125 | 21261.4222 | 51.7593
0.81944 | 21334.8187 | 51.5336
0.82639 | 21415.0018 | 51.1255
0.83333 | 21501.8242 | 50.5609
0.84028 | 21595.1258 | 49.8835
0.84722 | 21694.7339 | 49.177
0.85417 | 21800.4636 | 48.5047
0.86111 | 21912.1182 | 47.8794
0.86806 | 22029.4895 | 47.3185
0.875 | 22152.3582 | 46.8252
0.88194 | 22280.4942 | 46.4048
0.88889 | 22413.6573 | 46.0731
0.89583 | 22551.5976 | 45.8531
0.90278 | 22694.0558 | 45.7334
0.90972 | 22840.7637 | 45.7005
0.91667 | 22991.4449 | 45.7854
0.92361 | 23145.8152 | 46.0109
0.93056 | 23303.5833 | 46.3397
0.9375 | 23464.451 | 46.7406
0.94444 | 23628.1141 | 47.2025
0.95139 | 23794.2629 | 47.7199
0.95833 | 23962.5827 | 48.3032
0.96528 | 24132.7545 | 48.961
0.97222 | 24304.4555 | 49.6912
0.97917 | 24477.3598 | 50.4798
0.98611 | 24651.1391 | 51.2935
0.99306 | 24825.463 | 52.1112
1 | 25000 | 52.9474
1.0069 | 25174.4181 | 53.797
1.0139 | 25348.385 | 54.6359
1.0208 | 25521.5694 | 55.441
1.0278 | 25693.6409 | 56.2056
1.0347 | 25864.2714 | 56.8934
1.0417 | 26033.1351 | 57.4565
1.0486 | 26199.9093 | 57.8427
1.0556 | 26364.2753 | 57.9883
1.0625 | 26525.9185 | 57.8774
1.0694 | 26684.5294 | 57.5514
1.0764 | 26839.8041 | 57.1002
1.0833 | 26991.4449 | 56.594
1.0903 | 27139.1605 | 56.0728
1.0972 | 27282.6673 | 55.5905
1.1042 | 27421.6891 | 55.218
1.1111 | 27555.9582 | 54.9883
1.1181 | 27685.2158 | 54.9086
1.125 | 27809.2124 | 54.9443
1.1319 | 27927.7082 | 55.0549
1.1389 | 28040.4738 | 55.1831
1.1458 | 28147.2903 | 55.3165
1.1528 | 28247.9503 | 55.4873
1.1597 | 28342.2574 | 55.7346
1.1667 | 28430.0274 | 56.0949
1.1736 | 28511.0885 | 56.5548
1.1806 | 28585.281 | 57.0766
1.1875 | 28652.4585 | 57.6307
1.1944 | 28712.4874 | 58.205
1.2014 | 28765.2479 | 58.7873
1.2083 | 28810.6334 | 59.3489
1.2153 | 28848.5515 | 59.8737
1.2222 | 28878.9236 | 60.3612
1.2292 | 28901.6854 | 60.8062
1.2361 | 28916.7867 | 61.1997
1.2431 | 28924.1918 | 61.5921
1.25 | 28923.8795 | 62.0397
1.2569 | 28915.8431 | 62.5415
1.2639 | 28900.0903 | 63.0842
1.2708 | 28876.6433 | 63.6734
1.2778 | 28845.5388 | 64.275
1.2847 | 28806.8279 | 64.8387
1.2917 | 28760.576 | 65.3321
1.2986 | 28706.8627 | 65.7214
1.3056 | 28645.7813 | 65.9628
1.3125 | 28577.4394 | 66.0366
1.3194 | 28501.9579 | 65.9671
1.3264 | 28419.4713 | 65.7763
1.3333 | 28330.127 | 65.4598
1.3403 | 28234.0856 | 65.0064
1.3472 | 28131.52 | 64.4366
1.3542 | 28022.6155 | 63.7856
1.3611 | 27907.5692 | 63.0786
1.3681 | 27786.5897 | 62.3152
1.375 | 27659.8967 | 61.4857
1.3819 | 27527.7208 | 60.5857
1.3889 | 27390.3025 | 59.6553
1.3958 | 27247.8924 | 58.7391
1.4028 | 27100.7503 | 57.8338
1.4097 | 26949.145 | 56.912
1.4167 | 26793.3533 | 55.9765
1.4236 | 26633.6602 | 55.0677
1.4306 | 26470.3575 | 54.241
1.4375 | 26303.7442 | 53.5185
1.4444 | 26134.125 | 52.8842
1.4514 | 25961.8105 | 52.316
1.4583 | 25787.116 | 51.8003
1.4653 | 25610.3613 | 51.3392
1.4722 | 25431.8701 | 50.9624
1.4792 | 25251.9688 | 50.7226
1.4861 | 25070.9869 | 50.647
1.4931 | 24889.2555 | 50.7562
1.5 | 24707.1068 | 51.0321
1.5069 | 24524.874 | 51.4284
1.5139 | 24342.8901 | 51.9077
1.5208 | 24161.4875 | 52.4398
1.5278 | 23980.9975 | 52.9666
1.5347 | 23801.7493 | 53.4082
1.5417 | 23624.0696 | 53.7104
1.5486 | 23448.2823 | 53.8384
1.5556 | 23274.707 | 53.7616
1.5625 | 23103.6596 | 53.4841
1.5694 | 22935.4504 | 53.0496
1.5764 | 22770.3847 | 52.4879
1.5833 | 22608.7614 | 51.7971
1.5903 | 22450.8728 | 50.9981
1.5972 | 22297.0039 | 50.1722
1.6042 | 22147.432 | 49.398
1.6111 | 22002.426 | 48.7217
1.6181 | 21862.2461 | 48.1906
1.625 | 21727.1431 | 47.8396
1.6319 | 21597.3581 | 47.6741
1.6389 | 21473.1218 | 47.6645
1.6458 | 21354.6545 | 47.7494
1.6528 | 21242.1651 | 47.887
1.6597 | 21135.8511 | 48.0378
1.6667 | 21035.8984 | 48.1945
1.6736 | 20942.4802 | 48.3772
1.6806 | 20855.7576 | 48.5921
1.6875 | 20775.8786 | 48.8129
1.6944 | 20702.9781 | 48.9934
1.7014 | 20637.1777 | 49.1033
1.7083 | 20578.5854 | 49.1118
1.7153 | 20527.2952 | 49.0178
1.7222 | 20483.3872 | 48.825
1.7292 | 20446.9276 | 48.5309
1.7361 | 20417.9679 | 48.163
1.7431 | 20396.5455 | 47.7754
1.75 | 20382.6834 | 47.3969
1.7569 | 20376.39 | 47.0194
1.7639 | 20377.6593 | 46.6449
1.7708 | 20386.4706 | 46.2812
1.7778 | 20402.7891 | 45.9165
1.7847 | 20426.5655 | 45.5395
1.7917 | 20457.7362 | 45.1848
1.7986 | 20496.2233 | 44.8817
1.8056 | 20541.9353 | 44.66
1.8125 | 20594.7666 | 44.5418
1.8194 | 20654.5979 | 44.5401
1.8264 | 20721.2967 | 44.6731
1.8333 | 20794.7174 | 44.9691
1.8403 | 20874.7015 | 45.4582
1.8472 | 20961.0777 | 46.1765
1.8542 | 21053.6629 | 47.1374
1.8611 | 21152.2618 | 48.309
1.8681 | 21256.6679 | 49.6323
1.875 | 21366.6632 | 51.0328
1.8819 | 21482.0194 | 52.4253
1.8889 | 21602.4977 | 53.7296
1.8958 | 21727.8498 | 54.8789
1.9028 | 21857.8176 | 55.7947
1.9097 | 21992.1348 | 56.4422
1.9167 | 22130.5262 | 56.8463
1.9236 | 22272.7092 | 57.038
1.9306 | 22418.3938 | 57.0446
1.9375 | 22567.2834 | 56.878
1.9444 | 22719.0752 | 56.5668
1.9514 | 22873.4608 | 56.1258
1.9583 | 23030.127 | 55.5429
1.9653 | 23188.756 | 54.7989
1.9722 | 23349.0267 | 53.8943
1.9792 | 23510.6143 | 52.8748
1.9861 | 23673.1919 | 51.8251
1.9931 | 23836.4305 | 50.8119
2 | 24000 | 49.9016
2.0069 | 24163.5695 | 49.1659
2.0139 | 24326.8081 | 48.6397
2.0208 | 24489.3857 | 48.3409
2.0278 | 24650.9733 | 48.2657
2.0347 | 24811.244 | 48.4076
2.0417 | 24969.873 | 48.7369
2.0486 | 25126.5392 | 49.2074
2.0556 | 25280.9248 | 49.777
2.0625 | 25432.7166 | 50.4461
2.0694 | 25581.6062 | 51.2094
2.0764 | 25727.2908 | 52.0365
2.0833 | 25869.4738 | 52.8875
2.0903 | 26007.8652 | 53.7277
2.0972 | 26142.1824 | 54.5366
2.1042 | 26272.1502 | 55.3178
2.1111 | 26397.5023 | 56.0563
2.1181 | 26517.9806 | 56.7844
2.125 | 26633.3368 | 57.5262
2.1319 | 26743.3321 | 58.2566
2.1389 | 26847.7382 | 58.9371
2.1458 | 26946.3371 | 59.5653
2.1528 | 27038.9223 | 60.1311
2.1597 | 27125.2985 | 60.6052
2.1667 | 27205.2826 | 60.9924
2.1736 | 27278.7033 | 61.2952
2.1806 | 27345.4021 | 61.5217
2.1875 | 27405.2334 | 61.6544
2.1944 | 27458.0647 | 61.6739
2.2014 | 27503.7767 | 61.5705
2.2083 | 27542.2638 | 61.3165
2.2153 | 27573.4345 | 60.9046
2.2222 | 27597.2109 | 60.3308
2.2292 | 27613.5294 | 59.6365
2.2361 | 27622.3407 | 58.9013
2.2431 | 27623.61 | 58.1931
2.25 | 27617.3166 | 57.5178
2.2569 | 27603.4545 | 56.8678
2.2639 | 27582.0321 | 56.2353
2.2708 | 27553.0724 | 55.5624
2.2778 | 27516.6128 | 54.785
2.2847 | 27472.7048 | 53.8426
2.2917 | 27421.4146 | 52.7096
2.2986 | 27362.8223 | 51.4075
2.3056 | 27297.0219 | 50.004
2.3125 | 27224.1214 | 48.6097
2.3194 | 27144.2424 | 47.3441
2.3264 | 27057.5198 | 46.3121
2.3333 | 26964.1016 | 45.5919
2.3403 | 26864.1489 | 45.2325
2.3472 | 26757.8349 | 45.2407
2.3542 | 26645.3455 | 45.5887
2.3611 | 26526.8782 | 46.2154
2.3681 | 26402.6419 | 47.0502
2.375 | 26272.8569 | 48.0392
2.3819 | 26137.7539 | 49.1484
2.3889 | 25997.574 | 50.3502
2.3958 | 25852.568 | 51.6085
2.4028 | 25702.9961 | 52.8771
2.4097 | 25549.1272 | 54.1259
2.4167 | 25391.2386 | 55.3195
2.4236 | 25229.6153 | 56.4527
2.4306 | 25064.5496 | 57.5688
2.4375 | 24896.3404 | 58.6861
2.4444 | 24725.293 | 59.7996
2.4514 | 24551.7177 | 60.9145
2.4583 | 24375.9304 | 62.0069
2.4653 | 24198.2507 | 63.0349
2.4722 | 24019.0025 | 63.9748
2.4792 | 23838.5125 | 64.8143
2.4861 | 23657.1099 | 65.5184
2.4931 | 23475.126 | 66.0516
2.5 | 23292.8932 | 66.4162
2.5069 | 23110.7445 | 66.5838
2.5139 | 22929.0131 | 66.515
2.5208 | 22748.0312 | 66.1879
2.5278 | 22568.1299 | 65.5802
2.5347 | 22389.6387 | 64.7044
2.5417 | 22212.884 | 63.6292
2.5486 | 22038.1895 | 62.4558
2.5556 | 21865.875 | 61.264
2.5625 | 21696.2558 | 60.1021
2.5694 | 21529.6425 | 58.9907
2.5764 | 21366.3398 | 57.9504
2.5833 | 21206.6467 | 56.9861
2.5903 | 21050.855 | 56.1017
2.5972 | 20899.2497 | 55.2725
2.6042 | 20752.1076 | 54.4614
2.6111 | 20609.6975 | 53.6787
2.6181 | 20472.2792 | 52.9368
2.625 | 20340.1033 | 52.2521
2.6319 | 20213.4103 | 51.6681
2.6389 | 20092.4308 | 51.2488
2.6458 | 19977.3845 | 51.0478
2.6528 | 19868.48 | 51.0829
2.6597 | 19765.9144 | 51.3709
2.6667 | 19669.873 | 51.9136
2.6736 | 19580.5287 | 52.7046
2.6806 | 19498.0421 | 53.7294
2.6875 | 19422.5606 | 54.9412
2.6944 | 19354.2187 | 56.3118
2.7014 | 19293.1373 | 57.8182
2.7083 | 19239.424 | 59.4068
2.7153 | 19193.1721 | 60.9704
2.7222 | 19154.4612 | 62.3922
2.7292 | 19123.3567 | 63.6
2.7361 | 19099.9097 | 64.5384
2.7431 | 19084.1569 | 65.1803
2.75 | 19076.1205 | 65.5346
2.7569 | 19075.8082 | 65.6649
2.7639 | 19083.2133 | 65.6271
2.7708 | 19098.3146 | 65.4186
2.7778 | 19121.0764 | 65.0479
2.7847 | 19151.4485 | 64.5347
2.7917 | 19189.3666 | 63.9174
2.7986 | 19234.7521 | 63.2403
2.8056 | 19287.5126 | 62.5725
2.8125 | 19347.5415 | 61.9547
2.8194 | 19414.719 | 61.4063
2.8264 | 19488.9115 | 60.945
2.8333 | 19569.9726 | 60.5607
2.8403 | 19657.7426 | 60.2208
2.8472 | 19752.0497 | 59.8802
2.8542 | 19852.7097 | 59.5166
2.8611 | 19959.5262 | 59.1276
2.8681 | 20072.2918 | 58.7476
2.875 | 20190.7876 | 58.4308
2.8819 | 20314.7842 | 58.2179
2.8889 | 20444.0418 | 58.1384
2.8958 | 20578.3109 | 58.2047
2.9028 | 20717.3327 | 58.3998
2.9097 | 20860.8395 | 58.6774
2.9167 | 21008.5551 | 58.9686
2.9236 | 21160.1959 | 59.2412
2.9306 | 21315.4706 | 59.4793
2.9375 | 21474.0815 | 59.6817
2.9444 | 21635.7247 | 59.84
2.9514 | 21800.0907 | 59.9314
2.9583 | 21966.8649 | 59.966
2.9653 | 22135.7286 | 59.9635
2.9722 | 22306.3591 | 59.9475
2.9792 | 22478.4306 | 59.9446
2.9861 | 22651.615 | 59.9868
2.9931 | 22825.5819 | 60.1006
3 | 23000 | 60.3202
3.0069 | 23174.537 | 60.709
3.0139 | 23348.8609 | 61.3129
3.0208 | 23522.6402 | 62.099
3.0278 | 23695.5445 | 63.0133
3.0347 | 23867.2455 | 63.9716
3.0417 | 24037.4173 | 64.8784
3.0486 | 24205.7371 | 65.6619
3.0556 | 24371.8859 | 66.2965
3.0625 | 24535.549 | 66.7994
3.0694 | 24696.4167 | 67.1752
3.0764 | 24854.1848 | 67.4153
3.0833 | 25008.5551 | 67.4894
3.0903 | 25159.2363 | 67.3911
3.0972 | 25305.9442 | 67.1098
3.1042 | 25448.4024 | 66.6343
3.1111 | 25586.3427 | 66.0045
3.1181 | 25719.5058 | 65.2835
3.125 | 25847.6418 | 64.5091
3.1319 | 25970.5105 | 63.6907
3.1389 | 26087.8818 | 62.8476
3.1458 | 26199.5364 | 61.9778
3.1528 | 26305.2661 | 61.0655
3.1597 | 26404.8742 | 60.1093
3.1667 | 26498.1758 | 59.1033
3.1736 | 26584.9982 | 58.0572
3.1806 | 26665.1813 | 56.9611
3.1875 | 26738.5778 | 55.8507
3.1944 | 26805.0535 | 54.7961
3.2014 | 26864.4877 | 53.8726
3.2083 | 26916.7732 | 53.1269
3.2153 | 26961.8165 | 52.5477
3.2222 | 26999.5384 | 52.0685
3.2292 | 27029.8735 | 51.6331
3.2361 | 27052.7709 | 51.1903
3.2431 | 27068.194 | 50.7279
3.25 | 27076.1205 | 50.2653
3.2569 | 27076.5427 | 49.8178
3.2639 | 27069.4673 | 49.3817
3.2708 | 27054.9156 | 48.9416
3.2778 | 27032.9232 | 48.4693
3.2847 | 27003.5401 | 47.9483
3.2917 | 26966.8306 | 47.3896
3.2986 | 26922.873 | 46.8018
3.3056 | 26871.7596 | 46.1947
3.3125 | 26813.5969 | 45.5797
3.3194 | 26748.5044 | 44.9651
3.3264 | 26676.6154 | 44.3744
3.3333 | 26598.0762 | 43.8303
3.3403 | 26513.0459 | 43.3254
3.3472 | 26421.6963 | 42.8614
3.3542 | 26324.2112 | 42.4566
3.3611 | 26220.7863 | 42.1452
3.3681 | 26111.629 | 41.9603
3.375 | 25996.9575 | 41.9005
3.3819 | 25877.0009 | 41.9491
3.3889 | 25751.9984 | 42.1155
3.3958 | 25622.199 | 42.3953
3.4028 | 25487.8611 | 42.7691
3.4097 | 25349.2519 | 43.2206
3.4167 | 25206.6467 | 43.7503
3.4236 | 25060.3287 | 44.38
3.4306 | 24910.5886 | 45.0898
3.4375 | 24757.7233 | 45.8631
3.4444 | 24602.0361 | 46.682
3.4514 | 24443.8359 | 47.528
3.4583 | 24283.4364 | 48.3855
3.4653 | 24121.1556 | 49.2359
3.4722 | 23957.3154 | 50.081
3.4792 | 23792.2407 | 50.9225
3.4861 | 23626.259 | 51.753
3.4931 | 23459.6996 | 52.5936
3.5 | 23292.8932 | 53.4426
3.5069 | 23126.1709 | 54.2756
3.5139 | 22959.864 | 55.0704
3.5208 | 22794.3029 | 55.8295
3.5278 | 22629.8171 | 56.5302
3.5347 | 22466.7338 | 57.1326
3.5417 | 22305.378 | 57.6003
3.5486 | 22146.0713 | 57.9267
3.5556 | 21989.1318 | 58.1065
3.5625 | 21834.873 | 58.1783
3.5694 | 21683.6035 | 58.1601
3.5764 | 21535.6264 | 58.0851
3.5833 | 21391.2386 | 57.9779
3.5903 | 21250.7303 | 57.8142
3.5972 | 21114.3846 | 57.5785
3.6042 | 20982.4766 | 57.2844
3.6111 | 20855.2731 | 56.952
3.6181 | 20733.0322 | 56.6251
3.625 | 20616.0026 | 56.354
3.6319 | 20504.4232 | 56.1552
3.6389 | 20398.5226 | 56.0417
3.6458 | 20298.5188 | 56.0253
3.6528 | 20204.6186 | 56.1013
3.6597 | 20117.0173 | 56.2739
3.6667 | 20035.8984 | 56.5426
3.6736 | 19961.4331 | 56.9201
3.6806 | 19893.7801 | 57.3851
3.6875 | 19833.0851 | 57.8912
3.6944 | 19779.4809 | 58.4054
3.7014 | 19733.0867 | 58.9008
3.7083 | 19694.008 | 59.3473
3.7153 | 19662.3368 | 59.7167
3.7222 | 19638.1507 | 59.9764
3.7292 | 19621.5135 | 60.0887
3.7361 | 19612.4745 | 60.051
3.7431 | 19611.0687 | 59.8663
3.75 | 19617.3166 | 59.5549
3.7569 | 19631.2242 | 59.1541
3.7639 | 19652.7832 | 58.6755
3.7708 | 19681.9705 | 58.1624
3.7778 | 19718.7488 | 57.6461
3.7847 | 19763.0664 | 57.1712
3.7917 | 19814.8572 | 56.7399
3.7986 | 19874.0411 | 56.3208
3.8056 | 19940.5237 | 55.9183
3.8125 | 20014.1972 | 55.5353
3.8194 | 20094.9398 | 55.1831
3.8264 | 20182.6166 | 54.899
3.8333 | 20277.0793 | 54.6899
3.8403 | 20378.167 | 54.5484
3.8472 | 20485.7059 | 54.4497
3.8542 | 20599.5104 | 54.3684
3.8611 | 20719.3826 | 54.2925
3.8681 | 20845.1134 | 54.2432
3.875 | 20976.4826 | 54.2348
3.8819 | 21113.2589 | 54.2837
3.8889 | 21255.2014 | 54.4118
3.8958 | 21402.0588 | 54.6522
3.9028 | 21553.5709 | 55.0153
3.9097 | 21709.4684 | 55.5102
3.9167 | 21869.4738 | 56.1287
3.9236 | 22033.3019 | 56.8211
3.9306 | 22200.6601 | 57.5592
3.9375 | 22371.2491 | 58.3117
3.9444 | 22544.7637 | 59.0361
3.9514 | 22720.8928 | 59.693
3.9583 | 22899.3207 | 60.2515
3.9653 | 23079.727 | 60.692
3.9722 | 23261.7879 | 61.0213
3.9792 | 23445.1761 | 61.2398
3.9861 | 23629.5621 | 61.3404
3.9931 | 23814.6144 | 61.3289
4 | 24000 | 61.2157
4.0069 | 24185.3856 | 61.0308
4.0139 | 24370.4379 | 60.8236
4.0208 | 24554.8239 | 60.6541
4.0278 | 24738.2121 | 60.5155
4.0347 | 24920.273 | 60.35
4.0417 | 25100.6793 | 60.0947
4.0486 | 25279.1072 | 59.6955
4.0556 | 25455.2363 | 59.1481
4.0625 | 25628.7509 | 58.4688
4.0694 | 25799.3399 | 57.6765
4.0764 | 25966.6981 | 56.7611
4.0833 | 26130.5262 | 55.7235
4.0903 | 26290.5316 | 54.5935
4.0972 | 26446.4291 | 53.4224
4.1042 | 26597.9412 | 52.2919
4.1111 | 26744.7986 | 51.2817
4.1181 | 26886.7411 | 50.4369
4.125 | 27023.5174 | 49.78
4.1319 | 27154.8866 | 49.3612
4.1389 | 27280.6174 | 49.2413
4.1458 | 27400.4896 | 49.4577
4.1528 | 27514.2941 | 49.9986
4.1597 | 27621.833 | 50.7889
4.1667 | 27722.9207 | 51.7409
4.1736 | 27817.3834 | 52.7894
4.1806 | 27905.0602 | 53.8745
4.1875 | 27985.8028 | 54.9404
4.1944 | 28059.4763 | 55.9262
4.2014 | 28125.9589 | 56.8038
4.2083 | 28185.1428 | 57.555
4.2153 | 28236.9336 | 58.185
4.2222 | 28281.2512 | 58.6959
4.2292 | 28318.0295 | 59.0822
4.2361 | 28347.2168 | 59.3439
4.2431 | 28368.7758 | 59.4814
4.25 | 28382.6834 | 59.4978
4.2569 | 28388.9313 | 59.4034
4.2639 | 28387.5255 | 59.2144
4.2708 | 28378.4865 | 58.9358
4.2778 | 28361.8493 | 58.5636
4.2847 | 28337.6632 | 58.0901
4.2917 | 28305.992 | 57.5084
4.2986 | 28266.9133 | 56.8106
4.3056 | 28220.5191 | 56.0174
4.3125 | 28166.9149 | 55.1408
4.3194 | 28106.2199 | 54.2258
4.3264 | 28038.5669 | 53.3578
4.3333 | 27964.1016 | 52.5927
4.3403 | 27882.9827 | 51.9473
4.3472 | 27795.3814 | 51.4182
4.3542 | 27701.4812 | 50.9819
4.3611 | 27601.4774 | 50.6238
4.3681 | 27495.5768 | 50.3776
4.375 | 27383.9974 | 50.3175
4.3819 | 27266.9678 | 50.5056
4.3889 | 27144.7269 | 50.9525
4.3958 | 27017.5234 | 51.5875
4.4028 | 26885.6154 | 52.3279
4.4097 | 26749.2697 | 53.0884
4.4167 | 26608.7614 | 53.8448
4.4236 | 26464.3736 | 54.6197
4.4306 | 26316.3965 | 55.4419
4.4375 | 26165.127 | 56.2989
4.4444 | 26010.8682 | 57.1501
4.4514 | 25853.9287 | 57.9361
4.4583 | 25694.622 | 58.6275
4.4653 | 25533.2662 | 59.2326
4.4722 | 25370.1829 | 59.7463
4.4792 | 25205.6971 | 60.1521
4.4861 | 25040.136 | 60.447
4.4931 | 24873.8291 | 60.6575
4.5 | 24707.1068 | 60.82
4.5069 | 24540.3004 | 60.9427
4.5139 | 24373.741 | 61.0091
4.5208 | 24207.7593 | 61.0237
4.5278 | 24042.6846 | 61.0026
4.5347 | 23878.8444 | 60.9621
4.5417 | 23716.5636 | 60.8745
4.5486 | 23556.1641 | 60.7307
4.5556 | 23397.9639 | 60.5278
4.5625 | 23242.2767 | 60.2735
4.5694 | 23089.4114 | 59.9894
4.5764 | 22939.6713 | 59.7188
4.5833 | 22793.3533 | 59.4903
4.5903 | 22650.7481 | 59.3463
4.5972 | 22512.1389 | 59.3055
4.6042 | 22377.801 | 59.3706
4.6111 | 22248.0016 | 59.5057
4.6181 | 22122.9991 | 59.6791
4.625 | 22003.0425 | 59.8773
4.6319 | 21888.371 | 60.1157
4.6389 | 21779.2137 | 60.4199
4.6458 | 21675.7888 | 60.8056
4.6528 | 21578.3037 | 61.2772
4.6597 | 21486.9541 | 61.7853
4.6667 | 21401.9238 | 62.234
4.6736 | 21323.3846 | 62.5488
4.6806 | 21251.4956 | 62.6801
4.6875 | 21186.4031 | 62.6027
4.6944 | 21128.2404 | 62.3377
4.7014 | 21077.127 | 61.9226
4.7083 | 21033.1694 | 61.3866
4.7153 | 20996.4599 | 60.7351
4.7222 | 20967.0768 | 59.9613
4.7292 | 20945.0844 | 59.0562
4.7361 | 20930.5327 | 58.0543
4.7431 | 20923.4573 | 56.998
4.75 | 20923.8795 | 55.9435
4.7569 | 20931.806 | 54.9581
4.7639 | 20947.2291 | 54.0738
4.7708 | 20970.1265 | 53.3029
4.7778 | 21000.4616 | 52.6471
4.7847 | 21038.1835 | 52.1201
4.7917 | 21083.2268 | 51.7543
4.7986 | 21135.5123 | 51.5845
4.8056 | 21194.9465 | 51.5998
4.8125 | 21261.4222 | 51.7563
4.8194 | 21334.8187 | 52.0099
4.8264 | 21415.0018 | 52.336
4.8333 | 21501.8242 | 52.7438
4.8403 | 21595.1258 | 53.2543
4.8472 | 21694.7339 | 53.8565
4.8542 | 21800.4636 | 54.5379
4.8611 | 21912.1182 | 55.2502
4.8681 | 22029.4895 | 55.9461
4.875 | 22152.3582 | 56.578
4.8819 | 22280.4942 | 57.0962
4.8889 | 22413.6573 | 57.4667
4.8958 | 22551.5976 | 57.6849
4.9028 | 22694.0558 | 57.7525
4.9097 | 22840.7637 | 57.6729
4.9167 | 22991.4449 | 57.459
4.9236 | 23145.8152 | 57.1411
4.9306 | 23303.5833 | 56.7098
4.9375 | 23464.451 | 56.1653
4.9444 | 23628.1141 | 55.5244
4.9514 | 23794.2629 | 54.8273
4.9583 | 23962.5827 | 54.1323
4.9653 | 24132.7545 | 53.5259
4.9722 | 24304.4555 | 53.0635
4.9792 | 24477.3598 | 52.7536
4.9861 | 24651.1391 | 52.5891
4.9931 | 24825.463 | 52.545
5 | 25000 | 52.6164
5.0069 | 25174.4181 | 52.8262
5.0139 | 25348.385 | 53.1899
5.0208 | 25521.5694 | 53.7379
5.0278 | 25693.6409 | 54.4833
5.0347 | 25864.2714 | 55.4065
5.0417 | 26033.1351 | 56.4639
5.0486 | 26199.9093 | 57.5859
5.0556 | 26364.2753 | 58.6717
5.0625 | 26525.9185 | 59.619
5.0694 | 26684.5294 | 60.3757
5.0764 | 26839.8041 | 60.913
5.0833 | 26991.4449 | 61.2142
5.0903 | 27139.1605 | 61.2768
5.0972 | 27282.6673 | 61.0848
5.1042 | 27421.6891 | 60.6479
5.1111 | 27555.9582 | 60.0196
5.1181 | 27685.2158 | 59.2759
5.125 | 27809.2124 | 58.4869
5.1319 | 27927.7082 | 57.6844
5.1389 | 28040.4738 | 56.8707
5.1458 | 28147.2903 | 56.0438
5.1528 | 28247.9503 | 55.2322
5.1597 | 28342.2574 | 54.4642
5.1667 | 28430.0274 | 53.7131
5.1736 | 28511.0885 | 52.9481
5.1806 | 28585.281 | 52.1616
5.1875 | 28652.4585 | 51.3648
5.1944 | 28712.4874 | 50.5476
5.2014 | 28765.2479 | 49.7221
5.2083 | 28810.6334 | 48.932
5.2153 | 28848.5515 | 48.2466
5.2222 | 28878.9236 | 47.7562
5.2292 | 28901.6854 | 47.5142
5.2361 | 28916.7867 | 47.517
5.2431 | 28924.1918 | 47.7597
5.25 | 28923.8795 | 48.1955
5.2569 | 28915.8431 | 48.7293
5.2639 | 28900.0903 | 49.2719
5.2708 | 28876.6433 | 49.7589
5.2778 | 28845.5388 | 50.1421
5.2847 | 28806.8279 | 50.4055
5.2917 | 28760.576 | 50.5735
5.2986 | 28706.8627 | 50.6896
5.3056 | 28645.7813 | 50.7902
5.3125 | 28577.4394 | 50.9197
5.3194 | 28501.9579 | 51.1278
5.3264 | 28419.4713 | 51.4334
5.3333 | 28330.127 | 51.8893
5.3403 | 28234.0856 | 52.5385
5.3472 | 28131.52 | 53.3885
5.3542 | 28022.6155 | 54.4207
5.3611 | 27907.5692 | 55.5682
5.3681 | 27786.5897 | 56.7414
5.375 | 27659.8967 | 57.8587
5.3819 | 27527.7208 | 58.8371
5.3889 | 27390.3025 | 59.6269
5.3958 | 27247.8924 | 60.2104
5.4028 | 27100.7503 | 60.591
5.4097 | 26949.145 | 60.7751
5.4167 | 26793.3533 | 60.7606
5.4236 | 26633.6602 | 60.5736
5.4306 | 26470.3575 | 60.2626
5.4375 | 26303.7442 | 59.9016
5.4444 | 26134.125 | 59.5543
5.4514 | 25961.8105 | 59.2403
5.4583 | 25787.116 | 58.9646
5.4653 | 25610.3613 | 58.7063
5.4722 | 25431.8701 | 58.4516
5.4792 | 25251.9688 | 58.198
5.4861 | 25070.9869 | 57.9416
5.4931 | 24889.2555 | 57.6725
5.5 | 24707.1068 | 57.373
5.5069 | 24524.874 | 57.0379
5.5139 | 24342.8901 | 56.6718
5.5208 | 24161.4875 | 56.3179
5.5278 | 23980.9975 | 56.0445
5.5347 | 23801.7493 | 55.9197
5.5417 | 23624.0696 | 55.9835
5.5486 | 23448.2823 | 56.2502
5.5556 | 23274.707 | 56.7308
5.5625 | 23103.6596 | 57.409
5.5694 | 22935.4504 | 58.2406
5.5764 | 22770.3847 | 59.1952
5.5833 | 22608.7614 | 60.2025
5.5903 | 22450.8728 | 61.2164
5.5972 | 22297.0039 | 62.1942
5.6042 | 22147.432 | 63.0578
5.6111 | 22002.426 | 63.7431
5.6181 | 21862.2461 | 64.2488
5.625 | 21727.1431 | 64.6028
5.6319 | 21597.3581 | 64.8073
5.6389 | 21473.1218 | 64.8352
5.6458 | 21354.6545 | 64.6479
5.6528 | 21242.1651 | 64.2297
5.6597 | 21135.8511 | 63.597
5.6667 | 21035.8984 | 62.7963
5.6736 | 20942.4802 | 61.8483
5.6806 | 20855.7576 | 60.7725
5.6875 | 20775.8786 | 59.6191
5.6944 | 20702.9781 | 58.4789
5.7014 | 20637.1777 | 57.4438
5.7083 | 20578.5854 | 56.5906
5.7153 | 20527.2952 | 55.9422
5.7222 | 20483.3872 | 55.4834
5.7292 | 20446.9276 | 55.1714
5.7361 | 20417.9679 | 54.9676
5.7431 | 20396.5455 | 54.8712
5.75 | 20382.6834 | 54.8856
5.7569 | 20376.39 | 55.0544
5.7639 | 20377.6593 | 55.4125
5.7708 | 20386.4706 | 55.9434
5.7778 | 20402.7891 | 56.6094
5.7847 | 20426.5655 | 57.3656
5.7917 | 20457.7362 | 58.2013
5.7986 | 20496.2233 | 59.1168
5.8056 | 20541.9353 | 60.0882
5.8125 | 20594.7666 | 61.0803
5.8194 | 20654.5979 | 62.0267
5.8264 | 20721.2967 | 62.8761
5.8333 | 20794.7174 | 63.576
5.8403 | 20874.7015 | 64.0725
5.8472 | 20961.0777 | 64.3232
5.8542 | 21053.6629 | 64.286
5.8611 | 21152.2618 | 63.9119
5.8681 | 21256.6679 | 63.2041
5.875 | 21366.6632 | 62.2347
5.8819 | 21482.0194 | 61.1241
5.8889 | 21602.4977 | 59.9794
5.8958 | 21727.8498 | 58.8611
5.9028 | 21857.8176 | 57.8446
5.9097 | 21992.1348 | 56.995
5.9167 | 22130.5262 | 56.3502
5.9236 | 22272.7092 | 55.9435
5.9306 | 22418.3938 | 55.7889
5.9375 | 22567.2834 | 55.8785
5.9444 | 22719.0752 | 56.2018
5.9514 | 22873.4608 | 56.734
5.9583 | 23030.127 | 57.3847
5.9653 | 23188.756 | 58.0722
5.9722 | 23349.0267 | 58.7604
5.9792 | 23510.6143 | 59.4207
5.9861 | 23673.1919 | 60.0363
5.9931 | 23836.4305 | 60.6077
6 | 24000 | 61.1672
6.0069 | 24163.5695 | 61.7442
6.0139 | 24326.8081 | 62.3375
6.0208 | 24489.3857 | 62.9309
6.0278 | 24650.9733 | 63.5153
6.0347 | 24811.244 | 64.0556
6.0417 | 24969.873 | 64.5047
6.0486 | 25126.5392 | 64.8104
6.0556 | 25280.9248 | 64.9258
6.0625 | 25432.7166 | 64.8333
6.0694 | 25581.6062 | 64.5557
6.0764 | 25727.2908 | 64.1198
6.0833 | 25869.4738 | 63.5572
6.0903 | 26007.8652 | 62.8836
6.0972 | 26142.1824 | 62.106
6.1042 | 26272.1502 | 61.245
6.1111 | 26397.5023 | 60.3537
6.1181 | 26517.9806 | 59.4756
6.125 | 26633.3368 | 58.6472
6.1319 | 26743.3321 | 57.8881
6.1389 | 26847.7382 | 57.2007
6.1458 | 26946.3371 | 56.6005
6.1528 | 27038.9223 | 56.0917
6.1597 | 27125.2985 | 55.6733
6.1667 | 27205.2826 | 55.3167
6.1736 | 27278.7033 | 54.9778
6.1806 | 27345.4021 | 54.6371
6.1875 | 27405.2334 | 54.2861
6.1944 | 27458.0647 | 53.9288
6.2014 | 27503.7767 | 53.5677
6.2083 | 27542.2638 | 53.203
6.2153 | 27573.4345 | 52.8318
6.2222 | 27597.2109 | 52.4611
6.2292 | 27613.5294 | 52.1076
6.2361 | 27622.3407 | 51.8
6.2431 | 27623.61 | 51.5719
6.25 | 27617.3166 | 51.4767
6.2569 | 27603.4545 | 51.541
6.2639 | 27582.0321 | 51.7685
6.2708 | 27553.0724 | 52.1442
6.2778 | 27516.6128 | 52.6564
6.2847 | 27472.7048 | 53.2898
6.2917 | 27421.4146 | 54.0321
6.2986 | 27362.8223 | 54.885
6.3056 | 27297.0219 | 55.8223
6.3125 | 27224.1214 | 56.806
6.3194 | 27144.2424 | 57.8192
6.3264 | 27057.5198 | 58.8433
6.3333 | 26964.1016 | 59.8648
6.3403 | 26864.1489 | 60.8488
6.3472 | 26757.8349 | 61.7685
6.3542 | 26645.3455 | 62.6255
6.3611 | 26526.8782 | 63.4287
6.3681 | 26402.6419 | 64.1622
6.375 | 26272.8569 | 64.83
6.3819 | 26137.7539 | 65.4486
6.3889 | 25997.574 | 66.013
6.3958 | 25852.568 | 66.4999
6.4028 | 25702.9961 | 66.8971
6.4097 | 25549.1272 | 67.1775
6.4167 | 25391.2386 | 67.3184
6.4236 | 25229.6153 | 67.2979
6.4306 | 25064.5496 | 67.106
6.4375 | 24896.3404 | 66.7138
6.4444 | 24725.293 | 66.1058
6.4514 | 24551.7177 | 65.2636
6.4583 | 24375.9304 | 64.1977
6.4653 | 24198.2507 | 62.9503
6.4722 | 24019.0025 | 61.5635
6.4792 | 23838.5125 | 60.0917
6.4861 | 23657.1099 | 58.5668
6.4931 | 23475.126 | 57.0197
6.5 | 23292.8932 | 55.491
6.5069 | 23110.7445 | 54.0148
6.5139 | 22929.0131 | 52.6499
6.5208 | 22748.0312 | 51.4248
6.5278 | 22568.1299 | 50.3213
6.5347 | 22389.6387 | 49.3163
6.5417 | 22212.884 | 48.4147
6.5486 | 22038.1895 | 47.6216
6.5556 | 21865.875 | 46.9292
6.5625 | 21696.2558 | 46.334
6.5694 | 21529.6425 | 45.83
6.5764 | 21366.3398 | 45.4147
6.5833 | 21206.6467 | 45.0848
6.5903 | 21050.855 | 44.8426
6.5972 | 20899.2497 | 44.6817
6.6042 | 20752.1076 | 44.5963
6.6111 | 20609.6975 | 44.5628
6.6181 | 20472.2792 | 44.5699
6.625 | 20340.1033 | 44.6234
6.6319 | 20213.4103 | 44.7216
6.6389 | 20092.4308 | 44.8658
6.6458 | 19977.3845 | 45.0888
6.6528 | 19868.48 | 45.4246
6.6597 | 19765.9144 | 45.9018
6.6667 | 19669.873 | 46.5336
6.6736 | 19580.5287 | 47.3147
6.6806 | 19498.0421 | 48.2285
6.6875 | 19422.5606 | 49.2846
6.6944 | 19354.2187 | 50.4692
6.7014 | 19293.1373 | 51.7464
6.7083 | 19239.424 | 53.0933
6.7153 | 19193.1721 | 54.4653
6.7222 | 19154.4612 | 55.7933
6.7292 | 19123.3567 | 57.0363
6.7361 | 19099.9097 | 58.191
6.7431 | 19084.1569 | 59.2424
6.75 | 19076.1205 | 60.1741
6.7569 | 19075.8082 | 60.9994
6.7639 | 19083.2133 | 61.6999
6.7708 | 19098.3146 | 62.2615
6.7778 | 19121.0764 | 62.7031
6.7847 | 19151.4485 | 63.0183
6.7917 | 19189.3666 | 63.2024
6.7986 | 19234.7521 | 63.2402
6.8056 | 19287.5126 | 63.1155
6.8125 | 19347.5415 | 62.8188
6.8194 | 19414.719 | 62.3695
6.8264 | 19488.9115 | 61.8031
6.8333 | 19569.9726 | 61.1064
6.8403 | 19657.7426 | 60.4352
6.8472 | 19752.0497 | 59.8409
6.8542 | 19852.7097 | 59.3326
6.8611 | 19959.5262 | 58.9028
6.8681 | 20072.2918 | 58.542
6.875 | 20190.7876 | 58.2429
6.8819 | 20314.7842 | 58.0023
6.8889 | 20444.0418 | 57.8192
6.8958 | 20578.3109 | 57.6933
6.9028 | 20717.3327 | 57.6248
6.9097 | 20860.8395 | 57.6144
6.9167 | 21008.5551 | 57.6633
6.9236 | 21160.1959 | 57.7732
6.9306 | 21315.4706 | 57.9459
6.9375 | 21474.0815 | 58.1831
6.9444 | 21635.7247 | 58.4861
6.9514 | 21800.0907 | 58.8567
6.9583 | 21966.8649 | 59.2962
6.9653 | 22135.7286 | 59.8061
6.9722 | 22306.3591 | 60.3877
6.9792 | 22478.4306 | 61.0424
6.9861 | 22651.615 | 61.7719
6.9931 | 22825.5819 | 62.5786
7 | 23000 | 63.4653
Temp | Enabled
No interpolation
Time | T
d | °C
0 | 20
3 | 19
3.5 | 18
4 | 15

## Primary
Unit overview
Name: | Primary
Sumo name: | Primary1
Category: | Separators
Unit: | Primary
Type: | Volumeless primary with specified primary sludge concentration
Settings
Process settings
Symbol | Name | Value | Unit | Comment
fXTSS,sludge | Solids percent removal | 60 | %
XTSS,sludge,target | Sludge solids concentration | 5000 | g/m3
Cost settings
Symbol | Name | Value | Unit | Comment
eTSS,polymer | Polymer dosage rate based on TSS load | 3 | g polymer/kg TSS

## Side flow divider
Unit overview
Name: | Side flow divider
Sumo name: | Sideflowdivider1
Category: | Flow elements
Unit: | Side flow divider
Type: | Side pump
Settings
Pump parameters
Symbol | Name | Value | Unit | Comment
Qpumped,target | Pumped flow | 600 | m3/d
IncreaseSRT | Disabled
No interpolation
Time | Qpumped,target
d | m3/d
0 | 600
3.5 | 400
Decrease SRT | Disabled
No interpolation | Repeated every 168 hours
Time | Qpumped,target
d | m3/d
0 | 600
3.5 | 1000

## Side flow divider2
Unit overview
Name: | Side flow divider2
Sumo name: | Sideflowdivider1_1
Category: | Flow elements
Unit: | Side flow divider
Type: | Side pump
Settings
Pump parameters
Symbol | Name | Value | Unit | Comment
Qpumped,target | Pumped flow | 36000 | m3/d

## CSTR
Unit overview
Name: | CSTR
Sumo name: | CSTR1
Category: | Bioreactors
Unit: | CSTR
Type: | CSTR with diffused aeration and input DO
Settings
Reactor settings
Symbol | Name | Value | Unit | Comment
L.Vtrain | Volume per train | 2000 | m3
Ntrain | Number of trains | 1
htank | Tank depth | 5 | m
Aeration settings
Symbol | Name | Value | Unit | Comment
SO2 | Dissolved oxygen (O2) setpoint | 0 | g O2/m3 | List of Set SVs will appear here.
hsea | Elevation above sea level | 200 | m
hdiff,floor | Diffuser height from floor | 0.2 | m
ddiff | Diffuser floor density (diffuser area/tank area) | 0.1 | m2/m2
Adiff | Area per diffuser | 0.0373 | m2
Initial concentrations
Symbol | Name | Value | Unit | Comment
SVFA_0 | Volatile fatty acids (VFA) initial concentration | 0.01 | g COD/m3
SB_0 | Readily biodegradable substrate (non-VFA) initial concentration | 1 | g COD/m3
SMEOL_0 | Methanol (MEOL) initial concentration | 1e-40 | g COD/m3
CB_0 | Colloidal biodegradable substrate initial concentration | 0.01 | g COD/m3
XB_0 | Slowly biodegradable substrate initial concentration | 14 | g COD/m3
SU_0 | Soluble unbiodegradable organics initial concentration | 7 | g COD/m3
CU_0 | Colloidal unbiodegradable organics initial concentration | 0.01 | g COD/m3
XU_0 | Particulate unbiodegradable organics initial concentration | 1000 | g COD/m3
XPHA_0 | Stored polyhydroxyalkanoates (PHA) initial concentration | 222 | g COD/m3
XGLY_0 | Stored glycogen (GLY) initial concentration | 30 | g COD/m3
XE_0 | Endogenous decay products initial concentration | 300 | g COD/m3
XE,ana_0 | Anaerobic endogenous decay products initial concentration | 0.1 | g COD/m3
XOHO_0 | Ordinary heterotrophic organisms (OHO) initial concentration | 500 | g COD/m3
XCASTO_0 | Carbon storing organisms (CASTO) initial concentration | 700 | g COD/m3
XMEOLO_0 | Anoxic methanol utilizers (MEOLO) initial concentration | 1 | g COD/m3
XNITO_0 | Aerobic nitrifying organisms (NITO) initial concentration | 90 | g COD/m3
XAMETO_0 | Acidoclastic methanogens (AMETO) initial concentration | 0.3 | g COD/m3
XHMETO_0 | Hydrogenotrophic methanogens (HMETO) initial concentration | 0.2 | g COD/m3
SNHx_0 | Total ammonia (NHx) initial concentration | 1 | g N/m3
SNOx_0 | Nitrate and nitrite (NOx) initial concentration | 5 | g N/m3
SN2_0 | Dissolved nitrogen (N2) initial concentration | 18 | g N/m3
SN,B_0 | Soluble biodegradable organic N (from SB) initial concentration | 0.5 | g N/m3
XN,B_0 | Particulate biodegradable organic N (from XB) initial concentration | 1 | g N/m3
XN,U_0 | Particulate unbiodegradable organic N initial concentration | 10 | g N/m3
SPO4_0 | Orthophosphate (PO4) initial concentration | 0.5 | g P/m3
XPP_0 | Stored polyphosphate (PP) initial concentration | 140 | g P/m3
SP,B_0 | Soluble biodegradable organic P (from SB) initial concentration | 0.01 | g P/m3
XP,B_0 | Particulate biodegradable organic P (from XB) initial concentration | 0.5 | g P/m3
XP,U_0 | Particulate unbiodegradable organic P initial concentration | 2 | g P/m3
SCH4_0 | Dissolved methane (CH4) initial concentration | 0.01 | g COD/m3
SH2_0 | Dissolved hydrogen (H2) initial concentration | 0.01 | g COD/m3
SCO2_0 | Total inorganic carbon (CO2) initial concentration | 74 | g TIC/m3
XINORG_0 | Inorganics in influent and biomass initial concentration | 460 | g TSS/m3
SCAT_0 | Other strong cations (as Na+) initial concentration | 35 | g Na/m3
SAN_0 | Other strong anions (as Cl-) initial concentration | 150 | g Cl/m3
SCa_0 | Calcium initial concentration | 150 | g Ca/m3
SMg_0 | Magnesium initial concentration | 15 | g Mg/m3
SK_0 | Potassium initial concentration | 15 | g K/m3
SFe2_0 | Ferrous ion (Fe2) initial concentration | 1e-40 | g Fe/m3
XHFO,H_0 | Active hydrous ferric oxide, high surface (HFO,H) initial concentration | 1e-40 | g Fe/m3
XHFO,L_0 | Active hydrous ferric oxide, low surface (HFO,L) initial concentration | 1e-40 | g Fe/m3
XHFO,old_0 | Aged unused hydrous ferric oxide (HFO,old) initial concentration | 1e-40 | g Fe/m3
XHFO,H,P_0 | P-bound hydrous ferric oxide, high surface (HFO,H,P) initial concentration | 1e-40 | g Fe/m3
XHFO,L,P_0 | P-bound hydrous ferric oxide, low surface (HFO,L,P) initial concentration | 1e-40 | g Fe/m3
XHFO,H,P,old_0 | Aged used hydrous ferric oxide, high surface (HFO,H,P,old) initial concentration | 1e-40 | g Fe/m3
XHFO,L,P,old_0 | Aged used hydrous ferric oxide, low surface (HFO,L,P,old) initial concentration | 1e-40 | g Fe/m3
XHAO,H_0 | Active hydrous aluminium oxide, high surface (HAO,H) initial concentration | 1e-40 | g Al/m3
XHAO,L_0 | Active hydrous aluminium oxide, low surface (HAO,L) initial concentration | 1e-40 | g Al/m3
XHAO,old_0 | Aged unused hydrous aluminium oxide (HAO,old) initial concentration | 1e-40 | g Al/m3
XHAO,H,P_0 | P-bound hydrous aluminium oxide, high surface (HAO,H,P) initial concentration | 1e-40 | g Al/m3
XHAO,L,P_0 | P-bound hydrous aluminium oxide, low surface (HAO,L,P) initial concentration | 1e-40 | g Al/m3
XHAO,H,P,old_0 | Aged P-bound hydrous aluminium oxide, high surface (HAO,H,P,old) initial concentration | 1e-40 | g Al/m3
XHAO,L,P,old_0 | Aged P-bound hydrous aluminium oxide, low surface (HAO,L,P,old) initial concentration | 1e-40 | g Al/m3
XCaCO3_0 | Calcium carbonate (CaCO3) initial concentration | 1e-40 | g TSS/m3
XACP_0 | Amorphous calcium phosphate (ACP) initial concentration | 1e-40 | g TSS/m3
XBSH_0 | Brushite (BSH) initial concentration | 1e-40 | g TSS/m3
XSTR_0 | Struvite (STR) initial concentration | 1e-40 | g TSS/m3
XVivi_0 | Vivianite (Vivi) initial concentration | 1e-40 | g TSS/m3
H_0 | Enthalpy initial concentration | 83626 | kJ.m-3
SALPHA_0 | Alpha indicator initial concentration | 0.5
Off-gas concentrations
Symbol | Name | Value | Unit | Comment
GCO2,aer | Carbon dioxide gas (CO2) off-gas concentration under aerated conditions | 1.54 | %v/v
GCH4,aer | Methane gas (CH4) off-gas concentration under aerated conditions | 1e-40 | %v/v
GH2,aer | Hydrogen gas (H2) off-gas concentration under aerated conditions | 1e-40 | %v/v
GO2,aer | Oxygen gas (O2) off-gas concentration under aerated conditions | 18.84 | %v/v
GNH3,aer | Ammonia gas (NH3) off-gas concentration under aerated conditions | 1e-40 | %v/v
GN2,aer | Nitrogen gas (N2) off-gas concentration under aerated conditions | 79.62 | %v/v
GCO2,nonaer | Carbon dioxide gas (CO2) off-gas concentration under non-aerated conditions | 2.3 | %v/v
GCH4,nonaer | Methane gas (CH4) off-gas concentration under non-aerated conditions | 0.04 | %v/v
GH2,nonaer | Hydrogen gas (H2) off-gas concentration under non-aerated conditions | 3.16 | %v/v
GO2,nonaer | Oxygen gas (O2) off-gas concentration under non-aerated conditions | 1e-40 | %v/v
GNH3,nonaer | Ammonia gas (NH3) off-gas concentration under non-aerated conditions | 1e-40 | %v/v
GN2,nonaer | Nitrogen gas (N2) off-gas concentration under non-aerated conditions | 94.5 | %v/v
Aeration gas composition
Symbol | Name | Value | Unit | Comment
GCO2,air,inp | Carbon dioxide gas (CO2) in air input | 0.04 | %v/v
GCH4,air,inp | Methane gas (CH4) in air input | 1e-40 | %v/v
GH2,air,inp | Hydrogen gas (H2) in air input | 1e-40 | %v/v
GO2,air,inp | Oxygen gas (O2) in air input | 20.95 | %v/v
GNH3,air,inp | Ammonia gas (NH3) in air input | 1e-40 | %v/v
GN2,air,inp | Nitrogen gas (N2) in air input | 79.01 | %v/v
Advanced aeration settings
Symbol | Name | Value | Unit | Comment
fcover | Covered fraction of reactor surface | 0 | %
fwave | Waviness factor | 1.9
Tair | Field air temperature | 20 | °C
β | Beta correction factor | 0.95
Ffouling | Diffuser fouling factor | 0.8
fd,sat,eff | Effective saturation depth fraction | 0.5
Lair | Temperature lapse rate for air pressure calculations | 0.0065 | K/m
dbubble,aer | Bubble Sauter mean diameter under aerated conditions | 0.003 | m
dbubble,nonaer | Bubble Sauter mean diameter under non-aerated conditions | 0.01 | m
εgas,aer | Gas hold up under aerated conditions | 0.01 | m3 gas.m-3
εgas,nonaer | Gas hold up under non-aerated conditions | 0.001 | m3 gas.m-3
Oxygen transfer efficiency correlation parameters
Symbol | Name | Value | Unit | Comment
SSOTE0 | Intercept in SSOTE correlation | 7.77 | %/m
expSSOTE | Exponent (absolute value) in SSOTE correlation | 0.01041
SSOTEasym | Asymptote in SSOTE correlation | 5.75 | %/m
divd,diff | Divisor value in diffuser density correction term | 0.1173 | m2/m2
powd,diff | Power value in diffuser density correction term | 0.1329
coefflead,h,diff | Leading coefficient in diffuser submergence correction term | 0.011 | 1/m
powh,diff | Power value in diffuser submergence correction term | 1.6031
coefflin,h,diff | Linear coefficient in diffuser submergence correction term | -0.0229 | 1/m
Model specific parameters
Symbol | Name | Value | Unit | Comment
ηFLOC,Process,aer | Flocculation factor under aerated conditions | 0.25 |  | Only relevant for Sumo2C model
ηFLOC,Process,nonaer | Flocculation factor under non-aerated (mixed) conditions | 0.5 |  | Only relevant for Sumo2C model
Sanity check
Symbol | Name | Value | Unit | Comment
MLSScheckflag | MLSS sanity check | 10000 | g TSS/m3 | Above the value the graphics change as warning.
SO2,checkflag | Anoxic/Anaerobic tank section sign | 0.02 | g O2/m3 | Below the value the grapchics change as infromation about the condition.

## CSTR2
Unit overview
Name: | CSTR2
Sumo name: | CSTR2
Category: | Bioreactors
Unit: | CSTR
Type: | CSTR with diffused aeration and input DO
Settings
Reactor settings
Symbol | Name | Value | Unit | Comment
L.Vtrain | Volume per train | 2000 | m3
Ntrain | Number of trains | 1
htank | Tank depth | 5 | m
Aeration settings
Symbol | Name | Value | Unit | Comment
SO2 | Dissolved oxygen (O2) setpoint | 3 | g O2/m3 | List of Set SVs will appear here.
hsea | Elevation above sea level | 200 | m
hdiff,floor | Diffuser height from floor | 0.2 | m
ddiff | Diffuser floor density (diffuser area/tank area) | 0.1 | m2/m2
Adiff | Area per diffuser | 0.0373 | m2
Initial concentrations
Symbol | Name | Value | Unit | Comment
SVFA_0 | Volatile fatty acids (VFA) initial concentration | 0.01 | g COD/m3
SB_0 | Readily biodegradable substrate (non-VFA) initial concentration | 1 | g COD/m3
SMEOL_0 | Methanol (MEOL) initial concentration | 1e-40 | g COD/m3
CB_0 | Colloidal biodegradable substrate initial concentration | 0.01 | g COD/m3
XB_0 | Slowly biodegradable substrate initial concentration | 14 | g COD/m3
SU_0 | Soluble unbiodegradable organics initial concentration | 7 | g COD/m3
CU_0 | Colloidal unbiodegradable organics initial concentration | 0.01 | g COD/m3
XU_0 | Particulate unbiodegradable organics initial concentration | 1000 | g COD/m3
XPHA_0 | Stored polyhydroxyalkanoates (PHA) initial concentration | 222 | g COD/m3
XGLY_0 | Stored glycogen (GLY) initial concentration | 30 | g COD/m3
XE_0 | Endogenous decay products initial concentration | 300 | g COD/m3
XE,ana_0 | Anaerobic endogenous decay products initial concentration | 0.1 | g COD/m3
XOHO_0 | Ordinary heterotrophic organisms (OHO) initial concentration | 500 | g COD/m3
XCASTO_0 | Carbon storing organisms (CASTO) initial concentration | 700 | g COD/m3
XMEOLO_0 | Anoxic methanol utilizers (MEOLO) initial concentration | 1 | g COD/m3
XNITO_0 | Aerobic nitrifying organisms (NITO) initial concentration | 90 | g COD/m3
XAMETO_0 | Acidoclastic methanogens (AMETO) initial concentration | 0.3 | g COD/m3
XHMETO_0 | Hydrogenotrophic methanogens (HMETO) initial concentration | 0.2 | g COD/m3
SNHx_0 | Total ammonia (NHx) initial concentration | 1 | g N/m3
SNOx_0 | Nitrate and nitrite (NOx) initial concentration | 5 | g N/m3
SN2_0 | Dissolved nitrogen (N2) initial concentration | 18 | g N/m3
SN,B_0 | Soluble biodegradable organic N (from SB) initial concentration | 0.5 | g N/m3
XN,B_0 | Particulate biodegradable organic N (from XB) initial concentration | 1 | g N/m3
XN,U_0 | Particulate unbiodegradable organic N initial concentration | 10 | g N/m3
SPO4_0 | Orthophosphate (PO4) initial concentration | 0.5 | g P/m3
XPP_0 | Stored polyphosphate (PP) initial concentration | 140 | g P/m3
SP,B_0 | Soluble biodegradable organic P (from SB) initial concentration | 0.01 | g P/m3
XP,B_0 | Particulate biodegradable organic P (from XB) initial concentration | 0.5 | g P/m3
XP,U_0 | Particulate unbiodegradable organic P initial concentration | 2 | g P/m3
SCH4_0 | Dissolved methane (CH4) initial concentration | 0.01 | g COD/m3
SH2_0 | Dissolved hydrogen (H2) initial concentration | 0.01 | g COD/m3
SCO2_0 | Total inorganic carbon (CO2) initial concentration | 74 | g TIC/m3
XINORG_0 | Inorganics in influent and biomass initial concentration | 460 | g TSS/m3
SCAT_0 | Other strong cations (as Na+) initial concentration | 35 | g Na/m3
SAN_0 | Other strong anions (as Cl-) initial concentration | 150 | g Cl/m3
SCa_0 | Calcium initial concentration | 150 | g Ca/m3
SMg_0 | Magnesium initial concentration | 15 | g Mg/m3
SK_0 | Potassium initial concentration | 15 | g K/m3
SFe2_0 | Ferrous ion (Fe2) initial concentration | 1e-40 | g Fe/m3
XHFO,H_0 | Active hydrous ferric oxide, high surface (HFO,H) initial concentration | 1e-40 | g Fe/m3
XHFO,L_0 | Active hydrous ferric oxide, low surface (HFO,L) initial concentration | 1e-40 | g Fe/m3
XHFO,old_0 | Aged unused hydrous ferric oxide (HFO,old) initial concentration | 1e-40 | g Fe/m3
XHFO,H,P_0 | P-bound hydrous ferric oxide, high surface (HFO,H,P) initial concentration | 1e-40 | g Fe/m3
XHFO,L,P_0 | P-bound hydrous ferric oxide, low surface (HFO,L,P) initial concentration | 1e-40 | g Fe/m3
XHFO,H,P,old_0 | Aged used hydrous ferric oxide, high surface (HFO,H,P,old) initial concentration | 1e-40 | g Fe/m3
XHFO,L,P,old_0 | Aged used hydrous ferric oxide, low surface (HFO,L,P,old) initial concentration | 1e-40 | g Fe/m3
XHAO,H_0 | Active hydrous aluminium oxide, high surface (HAO,H) initial concentration | 1e-40 | g Al/m3
XHAO,L_0 | Active hydrous aluminium oxide, low surface (HAO,L) initial concentration | 1e-40 | g Al/m3
XHAO,old_0 | Aged unused hydrous aluminium oxide (HAO,old) initial concentration | 1e-40 | g Al/m3
XHAO,H,P_0 | P-bound hydrous aluminium oxide, high surface (HAO,H,P) initial concentration | 1e-40 | g Al/m3
XHAO,L,P_0 | P-bound hydrous aluminium oxide, low surface (HAO,L,P) initial concentration | 1e-40 | g Al/m3
XHAO,H,P,old_0 | Aged P-bound hydrous aluminium oxide, high surface (HAO,H,P,old) initial concentration | 1e-40 | g Al/m3
XHAO,L,P,old_0 | Aged P-bound hydrous aluminium oxide, low surface (HAO,L,P,old) initial concentration | 1e-40 | g Al/m3
XCaCO3_0 | Calcium carbonate (CaCO3) initial concentration | 1e-40 | g TSS/m3
XACP_0 | Amorphous calcium phosphate (ACP) initial concentration | 1e-40 | g TSS/m3
XBSH_0 | Brushite (BSH) initial concentration | 1e-40 | g TSS/m3
XSTR_0 | Struvite (STR) initial concentration | 1e-40 | g TSS/m3
XVivi_0 | Vivianite (Vivi) initial concentration | 1e-40 | g TSS/m3
H_0 | Enthalpy initial concentration | 83626 | kJ.m-3
SALPHA_0 | Alpha indicator initial concentration | 0.5
Off-gas concentrations
Symbol | Name | Value | Unit | Comment
GCO2,aer | Carbon dioxide gas (CO2) off-gas concentration under aerated conditions | 1.54 | %v/v
GCH4,aer | Methane gas (CH4) off-gas concentration under aerated conditions | 1e-40 | %v/v
GH2,aer | Hydrogen gas (H2) off-gas concentration under aerated conditions | 1e-40 | %v/v
GO2,aer | Oxygen gas (O2) off-gas concentration under aerated conditions | 18.84 | %v/v
GNH3,aer | Ammonia gas (NH3) off-gas concentration under aerated conditions | 1e-40 | %v/v
GN2,aer | Nitrogen gas (N2) off-gas concentration under aerated conditions | 79.62 | %v/v
GCO2,nonaer | Carbon dioxide gas (CO2) off-gas concentration under non-aerated conditions | 2.3 | %v/v
GCH4,nonaer | Methane gas (CH4) off-gas concentration under non-aerated conditions | 0.04 | %v/v
GH2,nonaer | Hydrogen gas (H2) off-gas concentration under non-aerated conditions | 3.16 | %v/v
GO2,nonaer | Oxygen gas (O2) off-gas concentration under non-aerated conditions | 1e-40 | %v/v
GNH3,nonaer | Ammonia gas (NH3) off-gas concentration under non-aerated conditions | 1e-40 | %v/v
GN2,nonaer | Nitrogen gas (N2) off-gas concentration under non-aerated conditions | 94.5 | %v/v
Aeration gas composition
Symbol | Name | Value | Unit | Comment
GCO2,air,inp | Carbon dioxide gas (CO2) in air input | 0.04 | %v/v
GCH4,air,inp | Methane gas (CH4) in air input | 1e-40 | %v/v
GH2,air,inp | Hydrogen gas (H2) in air input | 1e-40 | %v/v
GO2,air,inp | Oxygen gas (O2) in air input | 20.95 | %v/v
GNH3,air,inp | Ammonia gas (NH3) in air input | 1e-40 | %v/v
GN2,air,inp | Nitrogen gas (N2) in air input | 79.01 | %v/v
Advanced aeration settings
Symbol | Name | Value | Unit | Comment
fcover | Covered fraction of reactor surface | 0 | %
fwave | Waviness factor | 1.9
Tair | Field air temperature | 20 | °C
β | Beta correction factor | 0.95
Ffouling | Diffuser fouling factor | 0.8
fd,sat,eff | Effective saturation depth fraction | 0.5
Lair | Temperature lapse rate for air pressure calculations | 0.0065 | K/m
dbubble,aer | Bubble Sauter mean diameter under aerated conditions | 0.003 | m
dbubble,nonaer | Bubble Sauter mean diameter under non-aerated conditions | 0.01 | m
εgas,aer | Gas hold up under aerated conditions | 0.01 | m3 gas.m-3
εgas,nonaer | Gas hold up under non-aerated conditions | 0.001 | m3 gas.m-3
Oxygen transfer efficiency correlation parameters
Symbol | Name | Value | Unit | Comment
SSOTE0 | Intercept in SSOTE correlation | 7.77 | %/m
expSSOTE | Exponent (absolute value) in SSOTE correlation | 0.01041
SSOTEasym | Asymptote in SSOTE correlation | 5.75 | %/m
divd,diff | Divisor value in diffuser density correction term | 0.1173 | m2/m2
powd,diff | Power value in diffuser density correction term | 0.1329
coefflead,h,diff | Leading coefficient in diffuser submergence correction term | 0.011 | 1/m
powh,diff | Power value in diffuser submergence correction term | 1.6031
coefflin,h,diff | Linear coefficient in diffuser submergence correction term | -0.0229 | 1/m
Model specific parameters
Symbol | Name | Value | Unit | Comment
ηFLOC,Process,aer | Flocculation factor under aerated conditions | 0.25 |  | Only relevant for Sumo2C model
ηFLOC,Process,nonaer | Flocculation factor under non-aerated (mixed) conditions | 0.5 |  | Only relevant for Sumo2C model
Sanity check
Symbol | Name | Value | Unit | Comment
MLSScheckflag | MLSS sanity check | 10000 | g TSS/m3 | Above the value the graphics change as warning.
SO2,checkflag | Anoxic/Anaerobic tank section sign | 0.02 | g O2/m3 | Below the value the grapchics change as infromation about the condition.
Sumo1 - Key parameters
Symbol | Name | Value | Unit | Comment
KO2,NITO,AS | Half-saturation of O2 for NITOs (AS) | 0.6 | g O2/m3
Sumo1 - Aerobic nitrifying organism kinetics (NITO)
Symbol | Name | Value | Unit | Comment
KO2,NITO,AS | Half-saturation of O2 for NITOs (AS) | 0.6 | g O2/m3
Table1 | Enabled
No interpolation | Repeated every 168 hours
Time | SO2
d | g O2/m3
0 | 2
0.0069444 | 0.5
0.013889 | 0.5
0.020833 | 0.5
0.027778 | 0.5
0.034722 | 0.5
0.041667 | 0.5
0.048611 | 0.5
0.055556 | 0.64037
0.0625 | 1.3016
0.069444 | 1.5848
0.076389 | 1.7194
0.083333 | 1.4001
0.090278 | 1.0763
0.097222 | 1.1126
0.10417 | 1.2801
0.11111 | 0.7673
0.11806 | 0.5
0.125 | 0.5
0.13194 | 0.98167
0.13889 | 2.0382
0.14583 | 2.9797
0.15278 | 3
0.15972 | 3
0.16667 | 3
0.17361 | 2.0903
0.18056 | 0.5
0.1875 | 0.5
0.19444 | 0.5
0.20139 | 0.5
0.20833 | 1.3723
0.21528 | 2.2029
0.22222 | 2.5724
0.22917 | 2.8011
0.23611 | 2.8086
0.24306 | 2.3535
0.25 | 1.7106
0.25694 | 1.6012
0.26389 | 2.4223
0.27083 | 3
0.27778 | 3
0.28472 | 3
0.29167 | 2.3633
0.29861 | 0.80073
0.30556 | 1.0144
0.3125 | 1.6084
0.31944 | 1.591
0.32639 | 0.83807
0.33333 | 0.5
0.34028 | 0.5
0.34722 | 0.5
0.35417 | 0.5
0.36111 | 0.5
0.36806 | 0.5
0.375 | 0.5
0.38194 | 0.5
0.38889 | 0.5
0.39583 | 0.70736
0.40278 | 0.99094
0.40972 | 0.87737
0.41667 | 1.1439
0.42361 | 1.0177
0.43056 | 0.5
0.4375 | 0.5
0.44444 | 0.5
0.45139 | 0.61556
0.45833 | 1.9256
0.46528 | 3
0.47222 | 3
0.47917 | 3
0.48611 | 2.0514
0.49306 | 1.0226
0.5 | 0.5
0.50694 | 0.5
0.51389 | 1.0485
0.52083 | 1.5924
0.52778 | 1.6114
0.53472 | 2.493
0.54167 | 3
0.54861 | 3
0.55556 | 3
0.5625 | 3
0.56944 | 2.2239
0.57639 | 1.4233
0.58333 | 1.3367
0.59028 | 2.1655
0.59722 | 3
0.60417 | 3
0.61111 | 2.9472
0.61806 | 2.3117
0.625 | 1.919
0.63194 | 1.9152
0.63889 | 1.9711
0.64583 | 1.5279
0.65278 | 1.3876
0.65972 | 1.6052
0.66667 | 1.5516
0.67361 | 1.3072
0.68056 | 0.67418
0.6875 | 0.5
0.69444 | 0.90652
0.70139 | 2.0725
0.70833 | 3
0.71528 | 3
0.72222 | 2.5162
0.72917 | 1.7403
0.73611 | 2.1377
0.74306 | 3
0.75 | 3
0.75694 | 2.6839
0.76389 | 1.8434
0.77083 | 1.3208
0.77778 | 1.1188
0.78472 | 1.652
0.79167 | 2.2633
0.79861 | 2.7662
0.80556 | 3
0.8125 | 3
0.81944 | 2.3924
0.82639 | 0.5
0.83333 | 0.5
0.84028 | 0.5
0.84722 | 0.5
0.85417 | 0.5
0.86111 | 1.8689
0.86806 | 3
0.875 | 2.9208
0.88194 | 1.3033
0.88889 | 0.55139
0.89583 | 1.2033
0.90278 | 1.9357
0.90972 | 2.4693
0.91667 | 2.2864
0.92361 | 1.2567
0.93056 | 0.66051
0.9375 | 1.1759
0.94444 | 2.3087
0.95139 | 3
0.95833 | 3
0.96528 | 3
0.97222 | 1.4217
0.97917 | 0.5
0.98611 | 0.5
0.99306 | 0.5
1 | 0.5
1.0069 | 0.5
1.0139 | 0.5
1.0208 | 0.60978
1.0278 | 0.5
1.0347 | 0.5
1.0417 | 0.5
1.0486 | 0.86484
1.0556 | 1.4488
1.0625 | 1.2931
1.0694 | 0.5
1.0764 | 0.5
1.0833 | 1.7622
1.0903 | 3
1.0972 | 3
1.1042 | 3
1.1111 | 2.5154
1.1181 | 2.096
1.125 | 1.989
1.1319 | 1.3283
1.1389 | 0.5
1.1458 | 0.5
1.1528 | 0.5
1.1597 | 0.5
1.1667 | 1.2944
1.1736 | 2.4222
1.1806 | 2.839
1.1875 | 2.5865
1.1944 | 2.4129
1.2014 | 2.4848
1.2083 | 2.5011
1.2153 | 2.3551
1.2222 | 1.5442
1.2292 | 0.5
1.2361 | 0.5
1.2431 | 0.5
1.25 | 0.70681
1.2569 | 1.0023
1.2639 | 0.5
1.2708 | 0.5
1.2778 | 0.5
1.2847 | 0.50152
1.2917 | 1.4482
1.2986 | 2.544
1.3056 | 2.4335
1.3125 | 1.6924
1.3194 | 0.93592
1.3264 | 0.71334
1.3333 | 2.0245
1.3403 | 3
1.3472 | 3
1.3542 | 2.5889
1.3611 | 0.67837
1.3681 | 0.5
1.375 | 1.9106
1.3819 | 3
1.3889 | 3
1.3958 | 3
1.4028 | 3
1.4097 | 2.5296
1.4167 | 1.8157
1.4236 | 1.3343
1.4306 | 2.1025
1.4375 | 3
1.4444 | 3
1.4514 | 3
1.4583 | 3
1.4653 | 1.8275
1.4722 | 0.5
1.4792 | 0.5
1.4861 | 0.5
1.4931 | 0.5
1.5 | 1.5822
1.5069 | 2.2391
1.5139 | 1.7123
1.5208 | 0.5
1.5278 | 0.5
1.5347 | 0.5
1.5417 | 0.5
1.5486 | 1.5036
1.5556 | 2.6148
1.5625 | 3
1.5694 | 3
1.5764 | 3
1.5833 | 3
1.5903 | 3
1.5972 | 3
1.6042 | 2.3444
1.6111 | 1.8768
1.6181 | 1.7106
1.625 | 0.92885
1.6319 | 0.5
1.6389 | 0.5
1.6458 | 0.80305
1.6528 | 1.3846
1.6597 | 2.5879
1.6667 | 2.9436
1.6736 | 2.3231
1.6806 | 2.1938
1.6875 | 2.1833
1.6944 | 1.3243
1.7014 | 0.55955
1.7083 | 0.9111
1.7153 | 1.1916
1.7222 | 1.5826
1.7292 | 2.37
1.7361 | 2.4567
1.7431 | 2.3247
1.75 | 2.9224
1.7569 | 3
1.7639 | 3
1.7708 | 3
1.7778 | 2.6689
1.7847 | 1.6786
1.7917 | 1.5431
1.7986 | 2.233
1.8056 | 3
1.8125 | 3
1.8194 | 3
1.8264 | 3
1.8333 | 3
1.8403 | 2.4488
1.8472 | 1.6656
1.8542 | 1.083
1.8611 | 0.73658
1.8681 | 0.5
1.875 | 0.5
1.8819 | 0.6573
1.8889 | 1.8266
1.8958 | 3
1.9028 | 3
1.9097 | 2.3102
1.9167 | 0.99996
1.9236 | 0.5
1.9306 | 1.3525
1.9375 | 3
1.9444 | 3
1.9514 | 3
1.9583 | 2.5716
1.9653 | 1.21
1.9722 | 0.98287
1.9792 | 1.8364
1.9861 | 3
1.9931 | 3
2 | 3
2.0069 | 3
2.0139 | 3
2.0208 | 2.9197
2.0278 | 2.2401
2.0347 | 1.0359
2.0417 | 0.5
2.0486 | 0.5
2.0556 | 0.5
2.0625 | 0.5
2.0694 | 1.2771
2.0764 | 2.7043
2.0833 | 3
2.0903 | 3
2.0972 | 3
2.1042 | 1.9438
2.1111 | 0.5
2.1181 | 0.5
2.125 | 0.5
2.1319 | 0.5
2.1389 | 1.019
2.1458 | 2.6957
2.1528 | 3
2.1597 | 2.6729
2.1667 | 0.84422
2.1736 | 0.5
2.1806 | 0.5
2.1875 | 0.5
2.1944 | 0.84416
2.2014 | 1.1468
2.2083 | 1.24
2.2153 | 1.6376
2.2222 | 1.8831
2.2292 | 1.0287
2.2361 | 0.5
2.2431 | 0.5
2.25 | 0.5
2.2569 | 0.5
2.2639 | 1.0268
2.2708 | 1.3599
2.2778 | 1.5316
2.2847 | 1.7578
2.2917 | 1.1628
2.2986 | 0.87294
2.3056 | 1.3771
2.3125 | 1.2016
2.3194 | 0.5
2.3264 | 0.66446
2.3333 | 1.4263
2.3403 | 2.2638
2.3472 | 3
2.3542 | 3
2.3611 | 3
2.3681 | 3
2.375 | 3
2.3819 | 3
2.3889 | 1.9124
2.3958 | 1.9201
2.4028 | 2.5215
2.4097 | 2.6137
2.4167 | 2.2617
2.4236 | 2.0485
2.4306 | 1.7027
2.4375 | 1.3305
2.4444 | 1.1306
2.4514 | 0.61415
2.4583 | 0.67189
2.4653 | 1.5076
2.4722 | 2.5256
2.4792 | 3
2.4861 | 3
2.4931 | 2.6494
2.5 | 1.8224
2.5069 | 1.4113
2.5139 | 1.853
2.5208 | 3
2.5278 | 3
2.5347 | 3
2.5417 | 3
2.5486 | 2.8545
2.5556 | 1.1915
2.5625 | 0.5
2.5694 | 0.5
2.5764 | 0.5
2.5833 | 0.5
2.5903 | 0.5
2.5972 | 0.5
2.6042 | 1.6767
2.6111 | 2.6134
2.6181 | 3
2.625 | 2.1799
2.6319 | 1.2105
2.6389 | 1.5513
2.6458 | 2.1735
2.6528 | 2.0209
2.6597 | 1.0953
2.6667 | 0.5
2.6736 | 0.5
2.6806 | 0.62088
2.6875 | 0.65646
2.6944 | 0.5
2.7014 | 0.5
2.7083 | 0.56241
2.7153 | 0.5
2.7222 | 0.5
2.7292 | 0.52097
2.7361 | 1.0245
2.7431 | 2.1469
2.75 | 2.8568
2.7569 | 2.4459
2.7639 | 2.768
2.7708 | 3
2.7778 | 3
2.7847 | 2.5079
2.7917 | 1.9523
2.7986 | 1.8073
2.8056 | 2.1749
2.8125 | 2.1366
2.8194 | 0.90618
2.8264 | 0.5
2.8333 | 0.5
2.8403 | 0.5
2.8472 | 0.5
2.8542 | 2.0259
2.8611 | 3
2.8681 | 3
2.875 | 3
2.8819 | 2.5914
2.8889 | 2.6923
2.8958 | 3
2.9028 | 2.8641
2.9097 | 1.4276
2.9167 | 0.5
2.9236 | 0.5
2.9306 | 0.5
2.9375 | 0.5
2.9444 | 0.5
2.9514 | 0.5
2.9583 | 0.5
2.9653 | 0.76557
2.9722 | 1.9683
2.9792 | 2.3911
2.9861 | 1.7346
2.9931 | 1.3384
3 | 1.4112
3.0069 | 1.9958
3.0139 | 2.6417
3.0208 | 2.583
3.0278 | 2.0571
3.0347 | 1.3658
3.0417 | 0.77028
3.0486 | 0.5
3.0556 | 0.5
3.0625 | 0.5
3.0694 | 0.5
3.0764 | 1.0394
3.0833 | 3
3.0903 | 3
3.0972 | 3
3.1042 | 2.8525
3.1111 | 0.5
3.1181 | 0.5
3.125 | 0.5
3.1319 | 2.1186
3.1389 | 3
3.1458 | 3
3.1528 | 3
3.1597 | 3
3.1667 | 3
3.1736 | 1.2278
3.1806 | 0.5
3.1875 | 0.5
3.1944 | 0.5
3.2014 | 0.5
3.2083 | 0.52774
3.2153 | 1.0078
3.2222 | 1.6422
3.2292 | 2.4819
3.2361 | 2.4064
3.2431 | 1.6608
3.25 | 1.5964
3.2569 | 1.6219
3.2639 | 1.5976
3.2708 | 1.9513
3.2778 | 2.0979
3.2847 | 1.5637
3.2917 | 1.8202
3.2986 | 2.4597
3.3056 | 2.0164
3.3125 | 1.2777
3.3194 | 1.0095
3.3264 | 0.83495
3.3333 | 1.2629
3.3403 | 2.514
3.3472 | 3
3.3542 | 3
3.3611 | 2.0809
3.3681 | 0.73202
3.375 | 0.5
3.3819 | 0.5
3.3889 | 0.5
3.3958 | 1.1657
3.4028 | 2.4561
3.4097 | 2.1329
3.4167 | 1.3234
3.4236 | 1.0926
3.4306 | 1.724
3.4375 | 3
3.4444 | 3
3.4514 | 3
3.4583 | 3
3.4653 | 0.65803
3.4722 | 0.5
3.4792 | 0.5
3.4861 | 0.5
3.4931 | 0.5
3.5 | 1.0946
3.5069 | 1.7431
3.5139 | 1.9785
3.5208 | 1.5988
3.5278 | 1.2642
3.5347 | 0.98328
3.5417 | 0.5
3.5486 | 0.5
3.5556 | 0.5
3.5625 | 0.5
3.5694 | 0.77658
3.5764 | 1.1651
3.5833 | 0.97605
3.5903 | 1.3148
3.5972 | 2.3622
3.6042 | 3
3.6111 | 3
3.6181 | 3
3.625 | 3
3.6319 | 3
3.6389 | 1.6838
3.6458 | 0.5
3.6528 | 0.5
3.6597 | 0.5
3.6667 | 0.5
3.6736 | 1.3338
3.6806 | 2.385
3.6875 | 3
3.6944 | 3
3.7014 | 3
3.7083 | 3
3.7153 | 3
3.7222 | 1.9227
3.7292 | 0.5
3.7361 | 0.5
3.7431 | 0.5
3.75 | 1.1179
3.7569 | 2.2468
3.7639 | 1.6477
3.7708 | 0.5
3.7778 | 0.5
3.7847 | 0.5
3.7917 | 0.80459
3.7986 | 2.0627
3.8056 | 2.0537
3.8125 | 1.3767
3.8194 | 1.3374
3.8264 | 1.5373
3.8333 | 1.4969
3.8403 | 0.92101
3.8472 | 0.5
3.8542 | 0.5
3.8611 | 1.5092
3.8681 | 2.259
3.875 | 1.2771
3.8819 | 0.5
3.8889 | 0.5
3.8958 | 0.5
3.9028 | 0.77873
3.9097 | 1.6169
3.9167 | 1.6031
3.9236 | 2.4132
3.9306 | 3
3.9375 | 2.6879
3.9444 | 1.3546
3.9514 | 1.093
3.9583 | 1.5335
3.9653 | 2.7957
3.9722 | 3
3.9792 | 3
3.9861 | 2.6566
3.9931 | 1.695
4 | 1.3471
4.0069 | 1.4056
4.0139 | 1.8655
4.0208 | 2.1896
4.0278 | 1.9573
4.0347 | 1.6158
4.0417 | 1.567
4.0486 | 1.7299
4.0556 | 2.3863
4.0625 | 2.4067
4.0694 | 1.8353
4.0764 | 1.319
4.0833 | 0.84091
4.0903 | 1.1847
4.0972 | 2.2732
4.1042 | 2.6552
4.1111 | 1.7862
4.1181 | 0.5
4.125 | 0.5
4.1319 | 0.5
4.1389 | 0.5
4.1458 | 0.5
4.1528 | 0.5
4.1597 | 0.5
4.1667 | 0.98578
4.1736 | 0.98841
4.1806 | 0.5
4.1875 | 0.5
4.1944 | 0.64228
4.2014 | 2.217
4.2083 | 2.9847
4.2153 | 2.699
4.2222 | 1.9797
4.2292 | 2.239
4.2361 | 3
4.2431 | 3
4.25 | 2.7086
4.2569 | 2.2055
4.2639 | 1.3942
4.2708 | 0.515
4.2778 | 0.5
4.2847 | 0.5
4.2917 | 0.5
4.2986 | 0.5
4.3056 | 0.5
4.3125 | 0.67298
4.3194 | 1.4625
4.3264 | 1.7197
4.3333 | 1.6242
4.3403 | 1.9634
4.3472 | 2.3609
4.3542 | 2.5381
4.3611 | 2.4909
4.3681 | 2.2719
4.375 | 2.3133
4.3819 | 2.902
4.3889 | 3
4.3958 | 3
4.4028 | 2.1306
4.4097 | 1.1881
4.4167 | 0.80516
4.4236 | 0.5
4.4306 | 0.5
4.4375 | 0.5
4.4444 | 0.5
4.4514 | 1.3541
4.4583 | 1.9841
4.4653 | 1.6589
4.4722 | 0.5
4.4792 | 0.5
4.4861 | 0.5
4.4931 | 0.5
4.5 | 0.5
4.5069 | 0.5
4.5139 | 0.5
4.5208 | 0.5
4.5278 | 0.81442
4.5347 | 1.6981
4.5417 | 1.6873
4.5486 | 1.0373
4.5556 | 0.64737
4.5625 | 0.5
4.5694 | 0.5
4.5764 | 1.2499
4.5833 | 1.4797
4.5903 | 1.1282
4.5972 | 0.66723
4.6042 | 0.77742
4.6111 | 1.1477
4.6181 | 1.8952
4.625 | 2.2194
4.6319 | 1.7147
4.6389 | 1.302
4.6458 | 1.3696
4.6528 | 1.6927
4.6597 | 1.9333
4.6667 | 2.7427
4.6736 | 3
4.6806 | 3
4.6875 | 2.5004
4.6944 | 1.4341
4.7014 | 1.3937
4.7083 | 2.248
4.7153 | 3
4.7222 | 3
4.7292 | 3
4.7361 | 2.7081
4.7431 | 2.7056
4.75 | 3
4.7569 | 3
4.7639 | 3
4.7708 | 2.7947
4.7778 | 1.4972
4.7847 | 0.87871
4.7917 | 1.6648
4.7986 | 2.1796
4.8056 | 1.7948
4.8125 | 0.63894
4.8194 | 0.5
4.8264 | 0.5
4.8333 | 0.80334
4.8403 | 1.9904
4.8472 | 1.5757
4.8542 | 0.5
4.8611 | 0.5
4.8681 | 0.5
4.875 | 0.5
4.8819 | 0.90689
4.8889 | 1.5595
4.8958 | 1.7952
4.9028 | 1.9985
4.9097 | 2.0349
4.9167 | 1.4525
4.9236 | 0.69041
4.9306 | 0.5
4.9375 | 0.5313
4.9444 | 1.2203
4.9514 | 2.262
4.9583 | 3
4.9653 | 3
4.9722 | 2.9768
4.9792 | 1.7488
4.9861 | 0.90818
4.9931 | 0.88463
5 | 1.5814
5.0069 | 2.7556
5.0139 | 3
5.0208 | 3
5.0278 | 2.812
5.0347 | 1.8646
5.0417 | 1.3206
5.0486 | 1.8333
5.0556 | 2.1573
5.0625 | 2.1516
5.0694 | 2.4076
5.0764 | 1.8618
5.0833 | 1.0909
5.0903 | 1.5458
5.0972 | 2.5046
5.1042 | 3
5.1111 | 3
5.1181 | 3
5.125 | 2.8568
5.1319 | 1.5554
5.1389 | 0.68229
5.1458 | 0.8079
5.1528 | 0.77065
5.1597 | 1.0083
5.1667 | 2.267
5.1736 | 2.8021
5.1806 | 2.3291
5.1875 | 2.5077
5.1944 | 1.8512
5.2014 | 0.75772
5.2083 | 1.2943
5.2153 | 2.2795
5.2222 | 2.886
5.2292 | 3
5.2361 | 3
5.2431 | 3
5.25 | 2.4342
5.2569 | 1.7956
5.2639 | 1.094
5.2708 | 1.3121
5.2778 | 1.6003
5.2847 | 1.2823
5.2917 | 0.5
5.2986 | 0.5
5.3056 | 0.5
5.3125 | 0.5
5.3194 | 1.0139
5.3264 | 2.5576
5.3333 | 3
5.3403 | 3
5.3472 | 3
5.3542 | 3
5.3611 | 3
5.3681 | 2.2915
5.375 | 0.92955
5.3819 | 0.5
5.3889 | 0.5
5.3958 | 0.5
5.4028 | 0.5
5.4097 | 0.5
5.4167 | 1.4253
5.4236 | 2.7186
5.4306 | 3
5.4375 | 3
5.4444 | 3
5.4514 | 3
5.4583 | 2.4083
5.4653 | 2.2504
5.4722 | 2.2717
5.4792 | 1.481
5.4861 | 1.043
5.4931 | 0.97749
5.5 | 0.77115
5.5069 | 1.1841
5.5139 | 1.7018
5.5208 | 1.5668
5.5278 | 1.2943
5.5347 | 1.9207
5.5417 | 2.8359
5.5486 | 3
5.5556 | 2.9399
5.5625 | 2.591
5.5694 | 2.3525
5.5764 | 2.7767
5.5833 | 3
5.5903 | 2.9132
5.5972 | 2.5252
5.6042 | 1.9277
5.6111 | 0.51182
5.6181 | 0.5
5.625 | 0.5
5.6319 | 0.53963
5.6389 | 2.0888
5.6458 | 2.7876
5.6528 | 1.6356
5.6597 | 0.5
5.6667 | 0.5
5.6736 | 0.5
5.6806 | 1.7454
5.6875 | 2.6704
5.6944 | 2.7147
5.7014 | 1.806
5.7083 | 0.80892
5.7153 | 0.55067
5.7222 | 0.5
5.7292 | 0.5
5.7361 | 0.5
5.7431 | 0.5
5.75 | 1.3894
5.7569 | 2.72
5.7639 | 2.7798
5.7708 | 1.1951
5.7778 | 0.5
5.7847 | 0.5
5.7917 | 0.74021
5.7986 | 1.4021
5.8056 | 1.6631
5.8125 | 1.0724
5.8194 | 0.5
5.8264 | 0.5
5.8333 | 0.5
5.8403 | 0.5
5.8472 | 1.2036
5.8542 | 2.6456
5.8611 | 3
5.8681 | 2.5393
5.875 | 1.0062
5.8819 | 0.5
5.8889 | 0.5
5.8958 | 1.7381
5.9028 | 2.8619
5.9097 | 2.588
5.9167 | 1.5676
5.9236 | 1.2946
5.9306 | 2.3883
5.9375 | 3
5.9444 | 3
5.9514 | 3
5.9583 | 1.7709
5.9653 | 1.0256
5.9722 | 1.1083
5.9792 | 1.5418
5.9861 | 2.0117
5.9931 | 2.6091
6 | 3
6.0069 | 3
6.0139 | 3
6.0208 | 2.9369
6.0278 | 2.0322
6.0347 | 0.88377
6.0417 | 0.5
6.0486 | 0.5
6.0556 | 0.5
6.0625 | 0.5
6.0694 | 0.5
6.0764 | 0.5
6.0833 | 0.5
6.0903 | 0.5
6.0972 | 0.998
6.1042 | 1.5118
6.1111 | 1.4012
6.1181 | 0.92835
6.125 | 1.1136
6.1319 | 2.1772
6.1389 | 2.4768
6.1458 | 1.609
6.1528 | 0.91195
6.1597 | 0.5
6.1667 | 0.5
6.1736 | 0.5
6.1806 | 0.5
6.1875 | 0.5
6.1944 | 1.0372
6.2014 | 2.1592
6.2083 | 2.7329
6.2153 | 3
6.2222 | 3
6.2292 | 2.912
6.2361 | 2.445
6.2431 | 1.9215
6.25 | 1.0976
6.2569 | 1.2086
6.2639 | 1.8525
6.2708 | 2.3883
6.2778 | 2.7096
6.2847 | 2.7245
6.2917 | 1.7833
6.2986 | 0.64447
6.3056 | 0.5
6.3125 | 0.5
6.3194 | 0.5
6.3264 | 1.1518
6.3333 | 2.9496
6.3403 | 3
6.3472 | 3
6.3542 | 3
6.3611 | 3
6.3681 | 2.7684
6.375 | 2.1608
6.3819 | 0.78454
6.3889 | 0.5
6.3958 | 0.5
6.4028 | 0.5
6.4097 | 0.92639
6.4167 | 2.1256
6.4236 | 2.8768
6.4306 | 2.8099
6.4375 | 2.0611
6.4444 | 0.8208
6.4514 | 0.5
6.4583 | 0.5
6.4653 | 0.5
6.4722 | 0.5
6.4792 | 0.5
6.4861 | 1.2338
6.4931 | 1.909
6.5 | 2.2921
6.5069 | 2.2572
6.5139 | 1.7814
6.5208 | 0.9153
6.5278 | 0.5
6.5347 | 0.5
6.5417 | 0.5
6.5486 | 1.262
6.5556 | 2.1096
6.5625 | 1.2805
6.5694 | 0.5
6.5764 | 0.5
6.5833 | 0.5
6.5903 | 0.5
6.5972 | 0.5
6.6042 | 0.5
6.6111 | 0.5
6.6181 | 0.5
6.625 | 0.5
6.6319 | 0.5
6.6389 | 0.5
6.6458 | 0.69717
6.6528 | 1.7745
6.6597 | 2.756
6.6667 | 3
6.6736 | 3
6.6806 | 3
6.6875 | 1.9372
6.6944 | 0.5
6.7014 | 0.5
6.7083 | 0.5
6.7153 | 1.3487
6.7222 | 2.6682
6.7292 | 3
6.7361 | 3
6.7431 | 3
6.75 | 3
6.7569 | 2.1161
6.7639 | 0.83514
6.7708 | 0.5
6.7778 | 0.5
6.7847 | 0.5
6.7917 | 0.6071
6.7986 | 0.5
6.8056 | 0.5
6.8125 | 0.5
6.8194 | 0.5
6.8264 | 1.0908
6.8333 | 1.2953
6.8403 | 0.5
6.8472 | 0.66835
6.8542 | 2.05
6.8611 | 3
6.8681 | 3
6.875 | 3
6.8819 | 2.0023
6.8889 | 0.78112
6.8958 | 1.2884
6.9028 | 2.2737
6.9097 | 2.6623
6.9167 | 2.5209
6.9236 | 1.959
6.9306 | 1.3868
6.9375 | 1.8588
6.9444 | 2.8384
6.9514 | 3
6.9583 | 3
6.9653 | 3
6.9722 | 1.4684
6.9792 | 0.5
6.9861 | 0.5
6.9931 | 0.5
7 | 0.5
DOsmallrange | Disabled
No interpolation
Time | SO2
d | g O2/m3
0 | 1.4351
0.0069444 | 1.6181
0.013889 | 1.4242
0.020833 | 1.389
0.027778 | 1.4154
0.034722 | 1.4427
0.041667 | 1.4441
0.048611 | 1.5178
0.055556 | 1.4803
0.0625 | 1.5586
0.069444 | 1.4148
0.076389 | 1.58
0.083333 | 1.3491
0.090278 | 1.5876
0.097222 | 1.4757
0.10417 | 1.5167
0.11111 | 1.3035
0.11806 | 1.373
0.125 | 1.6175
0.13194 | 1.7029
0.13889 | 1.4725
0.14583 | 1.5604
0.15278 | 1.6781
0.15972 | 1.6774
0.16667 | 1.3135
0.17361 | 1.3949
0.18056 | 1.4583
0.1875 | 1.6402
0.19444 | 1.3632
0.20139 | 1.4707
0.20833 | 1.6271
0.21528 | 1.5066
0.22222 | 1.5451
0.22917 | 1.4678
0.23611 | 1.5788
0.24306 | 1.5929
0.25 | 1.4509
0.25694 | 1.6797
0.26389 | 1.5591
0.27083 | 1.4364
0.27778 | 1.5603
0.28472 | 1.4465
0.29167 | 1.4845
0.29861 | 1.5612
0.30556 | 1.3956
0.3125 | 1.4654
0.31944 | 1.3829
0.32639 | 1.4314
0.33333 | 1.5926
0.34028 | 1.3518
0.34722 | 1.4442
0.35417 | 1.4972
0.36111 | 1.3524
0.36806 | 1.5259
0.375 | 1.2981
0.38194 | 1.52
0.38889 | 1.5426
0.39583 | 1.373
0.40278 | 1.4515
0.40972 | 1.5594
0.41667 | 1.4724
0.42361 | 1.3142
0.43056 | 1.5041
0.4375 | 1.5283
0.44444 | 1.5064
0.45139 | 1.5433
0.45833 | 1.5423
0.46528 | 1.63
0.47222 | 1.395
0.47917 | 1.3214
0.48611 | 1.5816
0.49306 | 1.4672
0.5 | 1.3785
0.50694 | 1.6112
0.51389 | 1.4493
0.52083 | 1.5899
0.52778 | 1.5377
0.53472 | 1.6452
0.54167 | 1.5447
0.54861 | 1.5646
0.55556 | 1.4376
0.5625 | 1.4405
0.56944 | 1.6611
0.57639 | 1.4651
0.58333 | 1.5164
0.59028 | 1.3363
0.59722 | 1.5581
0.60417 | 1.4871
0.61111 | 1.5433
0.61806 | 1.4755
0.625 | 1.3915
0.63194 | 1.6681
0.63889 | 1.5176
0.64583 | 1.2929
0.65278 | 1.5211
0.65972 | 1.4417
0.66667 | 1.5018
0.67361 | 1.6495
0.68056 | 1.4575
0.6875 | 1.6686
0.69444 | 1.5365
0.70139 | 1.3903
0.70833 | 1.693
0.71528 | 1.5623
0.72222 | 1.5657
0.72917 | 1.3537
0.73611 | 1.5854
0.74306 | 1.558
0.75 | 1.4081
0.75694 | 1.5795
0.76389 | 1.5518
0.77083 | 1.5495
0.77778 | 1.5664
0.78472 | 1.429
0.79167 | 1.3693
0.79861 | 1.4258
0.80556 | 1.3532
0.8125 | 1.4608
0.81944 | 1.5842
0.82639 | 1.5083
0.83333 | 1.5315
0.84028 | 1.579
0.84722 | 1.4199
0.85417 | 1.4674
0.86111 | 1.5285
0.86806 | 1.631
0.875 | 1.516
0.88194 | 1.2882
0.88889 | 1.5707
0.89583 | 1.3957
0.90278 | 1.6068
0.90972 | 1.4683
0.91667 | 1.648
0.92361 | 1.5699
0.93056 | 1.5159
0.9375 | 1.4055
0.94444 | 1.4207
0.95139 | 1.2951
0.95833 | 1.2641
0.96528 | 1.3341
0.97222 | 1.4042
0.97917 | 1.5226
0.98611 | 1.5218
0.99306 | 1.4177
1 | 1.3987
1.0069 | 1.6215
1.0139 | 1.5156
1.0208 | 1.46
1.0278 | 1.4558
1.0347 | 1.5448
1.0417 | 1.3335
1.0486 | 1.5215
1.0556 | 1.555
1.0625 | 1.6392
1.0694 | 1.4381
1.0764 | 1.4987
1.0833 | 1.5774
1.0903 | 1.6629
1.0972 | 1.359
1.1042 | 1.3253
1.1111 | 1.4528
1.1181 | 1.494
1.125 | 1.5439
1.1319 | 1.5201
1.1389 | 1.4417
1.1458 | 1.5765
1.1528 | 1.5141
1.1597 | 1.4627
1.1667 | 1.5105
1.1736 | 1.6271
1.1806 | 1.5499
1.1875 | 1.4603
1.1944 | 1.321
1.2014 | 1.4733
1.2083 | 1.5178
1.2153 | 1.4566
1.2222 | 1.5465
1.2292 | 1.3879
1.2361 | 1.4641
1.2431 | 1.5532
1.25 | 1.3356
1.2569 | 1.5467
1.2639 | 1.5112
1.2708 | 1.6497
1.2778 | 1.4413
1.2847 | 1.3281
1.2917 | 1.5741
1.2986 | 1.6088
1.3056 | 1.5757
1.3125 | 1.663
1.3194 | 1.3625
1.3264 | 1.3948
1.3333 | 1.5478
1.3403 | 1.6222
1.3472 | 1.7371
1.3542 | 1.5115
1.3611 | 1.5279
1.3681 | 1.5752
1.375 | 1.474
1.3819 | 1.4974
1.3889 | 1.5097
1.3958 | 1.5144
1.4028 | 1.6856
1.4097 | 1.61
1.4167 | 1.4636
1.4236 | 1.5472
1.4306 | 1.4161
1.4375 | 1.4476
1.4444 | 1.3611
1.4514 | 1.5004
1.4583 | 1.3595
1.4653 | 1.7629
1.4722 | 1.582
1.4792 | 1.3557
1.4861 | 1.45
1.4931 | 1.4482
1.5 | 1.3197
1.5069 | 1.5988
1.5139 | 1.4639
1.5208 | 1.6133
1.5278 | 1.5409
1.5347 | 1.5819
1.5417 | 1.532
1.5486 | 1.7415
1.5556 | 1.4886
1.5625 | 1.5118
1.5694 | 1.6
1.5764 | 1.4642
1.5833 | 1.4945
1.5903 | 1.5241
1.5972 | 1.2265
1.6042 | 1.5194
1.6111 | 1.4855
1.6181 | 1.6455
1.625 | 1.4603
1.6319 | 1.6729
1.6389 | 1.5252
1.6458 | 1.4381
1.6528 | 1.5976
1.6597 | 1.5131
1.6667 | 1.4636
1.6736 | 1.4907
1.6806 | 1.549
1.6875 | 1.6401
1.6944 | 1.4726
1.7014 | 1.5676
1.7083 | 1.5191
1.7153 | 1.567
1.7222 | 1.5208
1.7292 | 1.5328
1.7361 | 1.4177
1.7431 | 1.5332
1.75 | 1.5344
1.7569 | 1.538
1.7639 | 1.6089
1.7708 | 1.5995
1.7778 | 1.5209
1.7847 | 1.4601
1.7917 | 1.5506
1.7986 | 1.4872
1.8056 | 1.4745
1.8125 | 1.4922
1.8194 | 1.4685
1.8264 | 1.4692
1.8333 | 1.5401
1.8403 | 1.4871
1.8472 | 1.6328
1.8542 | 1.5671
1.8611 | 1.4308
1.8681 | 1.4951
1.875 | 1.4673
1.8819 | 1.5303
1.8889 | 1.7057
1.8958 | 1.6707
1.9028 | 1.5511
1.9097 | 1.4812
1.9167 | 1.4411
1.9236 | 1.6143
1.9306 | 1.513
1.9375 | 1.5586
1.9444 | 1.5103
1.9514 | 1.5265
1.9583 | 1.5055
1.9653 | 1.5221
1.9722 | 1.5091
1.9792 | 1.485
1.9861 | 1.4439
1.9931 | 1.3201
2 | 1.4529
2.0069 | 1.4097
2.0139 | 1.5548
2.0208 | 1.4265
2.0278 | 1.6476
2.0347 | 1.5506
2.0417 | 1.5693
2.0486 | 1.5135
2.0556 | 1.3931
2.0625 | 1.4832
2.0694 | 1.4537
2.0764 | 1.3736
2.0833 | 1.542
2.0903 | 1.4676
2.0972 | 1.6341
2.1042 | 1.6214
2.1111 | 1.4497
2.1181 | 1.3884
2.125 | 1.4078
2.1319 | 1.4999
2.1389 | 1.5153
2.1458 | 1.4096
2.1528 | 1.4062
2.1597 | 1.5434
2.1667 | 1.4847
2.1736 | 1.5402
2.1806 | 1.4347
2.1875 | 1.3042
2.1944 | 1.5068
2.2014 | 1.4953
2.2083 | 1.4303
2.2153 | 1.5458
2.2222 | 1.5079
2.2292 | 1.548
2.2361 | 1.264
2.2431 | 1.5444
2.25 | 1.4675
2.2569 | 1.5097
2.2639 | 1.6115
2.2708 | 1.3843
2.2778 | 1.4524
2.2847 | 1.5523
2.2917 | 1.5887
2.2986 | 1.5017
2.3056 | 1.5903
2.3125 | 1.6155
2.3194 | 1.5873
2.3264 | 1.4531
2.3333 | 1.5597
2.3403 | 1.5836
2.3472 | 1.5304
2.3542 | 1.6155
2.3611 | 1.3428
2.3681 | 1.6636
2.375 | 1.5555
2.3819 | 1.4415
2.3889 | 1.449
2.3958 | 1.5493
2.4028 | 1.4349
2.4097 | 1.5927
2.4167 | 1.4812
2.4236 | 1.5321
2.4306 | 1.642
2.4375 | 1.381
2.4444 | 1.4072
2.4514 | 1.631
2.4583 | 1.5115
2.4653 | 1.7828
2.4722 | 1.5274
2.4792 | 1.5116
2.4861 | 1.393
2.4931 | 1.429
2.5 | 1.3487
2.5069 | 1.3863
2.5139 | 1.6272
2.5208 | 1.3856
2.5278 | 1.4474
2.5347 | 1.6578
2.5417 | 1.5579
2.5486 | 1.5579
2.5556 | 1.3577
2.5625 | 1.481
2.5694 | 1.5186
2.5764 | 1.6484
2.5833 | 1.4321
2.5903 | 1.447
2.5972 | 1.4141
2.6042 | 1.6306
2.6111 | 1.4914
2.6181 | 1.285
2.625 | 1.5025
2.6319 | 1.3864
2.6389 | 1.5715
2.6458 | 1.4383
2.6528 | 1.4045
2.6597 | 1.5136
2.6667 | 1.5638
2.6736 | 1.4633
2.6806 | 1.6061
2.6875 | 1.5056
2.6944 | 1.5085
2.7014 | 1.6836
2.7083 | 1.5675
2.7153 | 1.3454
2.7222 | 1.5354
2.7292 | 1.4908
2.7361 | 1.5638
2.7431 | 1.4137
2.75 | 1.4114
2.7569 | 1.3777
2.7639 | 1.4814
2.7708 | 1.3279
2.7778 | 1.5152
2.7847 | 1.5817
2.7917 | 1.5578
2.7986 | 1.6064
2.8056 | 1.4197
2.8125 | 1.5799
2.8194 | 1.4685
2.8264 | 1.6186
2.8333 | 1.5085
2.8403 | 1.3575
2.8472 | 1.3546
2.8542 | 1.3191
2.8611 | 1.3537
2.8681 | 1.4862
2.875 | 1.3994
2.8819 | 1.2267
2.8889 | 1.6692
2.8958 | 1.4717
2.9028 | 1.6122
2.9097 | 1.4693
2.9167 | 1.4831
2.9236 | 1.4919
2.9306 | 1.4962
2.9375 | 1.7091
2.9444 | 1.4589
2.9514 | 1.7958
2.9583 | 1.3313
2.9653 | 1.529
2.9722 | 1.3531
2.9792 | 1.5449
2.9861 | 1.3304
2.9931 | 1.506
3 | 1.3852
3.0069 | 1.6994
3.0139 | 1.5921
3.0208 | 1.6623
3.0278 | 1.4512
3.0347 | 1.3804
3.0417 | 1.3581
3.0486 | 1.5468
3.0556 | 1.633
3.0625 | 1.7305
3.0694 | 1.5851
3.0764 | 1.5522
3.0833 | 1.8201
3.0903 | 1.467
3.0972 | 1.4104
3.1042 | 1.4006
3.1111 | 1.3128
3.1181 | 1.6498
3.125 | 1.3368
3.1319 | 1.4148
3.1389 | 1.6077
3.1458 | 1.456
3.1528 | 1.8328
3.1597 | 1.5104
3.1667 | 1.4227
3.1736 | 1.5677
3.1806 | 1.4303
3.1875 | 1.4925
3.1944 | 1.5026
3.2014 | 1.7006
3.2083 | 1.387
3.2153 | 1.5654
3.2222 | 1.6419
3.2292 | 1.4174
3.2361 | 1.5053
3.2431 | 1.4144
3.25 | 1.6768
3.2569 | 1.5183
3.2639 | 1.5431
3.2708 | 1.4771
3.2778 | 1.5394
3.2847 | 1.4474
3.2917 | 1.2553
3.2986 | 1.5155
3.3056 | 1.4166
3.3125 | 1.5078
3.3194 | 1.6313
3.3264 | 1.4865
3.3333 | 1.359
3.3403 | 1.4837
3.3472 | 1.711
3.3542 | 1.6463
3.3611 | 1.5914
3.3681 | 1.6512
3.375 | 1.4546
3.3819 | 1.3861
3.3889 | 1.4295
3.3958 | 1.4669
3.4028 | 1.3479
3.4097 | 1.5165
3.4167 | 1.4512
3.4236 | 1.5587
3.4306 | 1.4097
3.4375 | 1.5371
3.4444 | 1.374
3.4514 | 1.5223
3.4583 | 1.4587
3.4653 | 1.3983
3.4722 | 1.4674
3.4792 | 1.5284
3.4861 | 1.4988
3.4931 | 1.5036
3.5 | 1.3902
3.5069 | 1.5376
3.5139 | 1.517
3.5208 | 1.614
3.5278 | 1.6657
3.5347 | 1.5338
3.5417 | 1.3181
3.5486 | 1.4198
3.5556 | 1.4426
3.5625 | 1.4766
3.5694 | 1.4695
3.5764 | 1.6639
3.5833 | 1.3103
3.5903 | 1.6319
3.5972 | 1.5532
3.6042 | 1.5602
3.6111 | 1.5467
3.6181 | 1.5208
3.625 | 1.4942
3.6319 | 1.1935
3.6389 | 1.4388
3.6458 | 1.4984
3.6528 | 1.5777
3.6597 | 1.491
3.6667 | 1.4851
3.6736 | 1.4112
3.6806 | 1.4224
3.6875 | 1.5629
3.6944 | 1.3684
3.7014 | 1.5899
3.7083 | 1.4175
3.7153 | 1.4424
3.7222 | 1.5025
3.7292 | 1.5563
3.7361 | 1.4828
3.7431 | 1.4352
3.75 | 1.4847
3.7569 | 1.5017
3.7639 | 1.5828
3.7708 | 1.5699
3.7778 | 1.3994
3.7847 | 1.2756
3.7917 | 1.5102
3.7986 | 1.5902
3.8056 | 1.1994
3.8125 | 1.5659
3.8194 | 1.576
3.8264 | 1.483
3.8333 | 1.5709
3.8403 | 1.5629
3.8472 | 1.4236
3.8542 | 1.6188
3.8611 | 1.6164
3.8681 | 1.5438
3.875 | 1.5764
3.8819 | 1.5172
3.8889 | 1.4364
3.8958 | 1.5264
3.9028 | 1.5558
3.9097 | 1.4676
3.9167 | 1.5239
3.9236 | 1.4331
3.9306 | 1.5542
3.9375 | 1.4265
3.9444 | 1.5616
3.9514 | 1.4771
3.9583 | 1.5821
3.9653 | 1.4845
3.9722 | 1.3692
3.9792 | 1.5778
3.9861 | 1.382
3.9931 | 1.5288
4 | 1.5449
4.0069 | 1.4464
4.0139 | 1.4079
4.0208 | 1.4314
4.0278 | 1.3907
4.0347 | 1.4511
4.0417 | 1.4081
4.0486 | 1.2968
4.0556 | 1.5639
4.0625 | 1.6136
4.0694 | 1.4214
4.0764 | 1.3988
4.0833 | 1.3992
4.0903 | 1.6521
4.0972 | 1.5663
4.1042 | 1.5071
4.1111 | 1.4416
4.1181 | 1.6015
4.125 | 1.4773
4.1319 | 1.5644
4.1389 | 1.5201
4.1458 | 1.4971
4.1528 | 1.4008
4.1597 | 1.6984
4.1667 | 1.406
4.1736 | 1.3391
4.1806 | 1.478
4.1875 | 1.4723
4.1944 | 1.412
4.2014 | 1.5584
4.2083 | 1.4636
4.2153 | 1.5417
4.2222 | 1.6287
4.2292 | 1.3596
4.2361 | 1.5444
4.2431 | 1.6441
4.25 | 1.5333
4.2569 | 1.5516
4.2639 | 1.4768
4.2708 | 1.5602
4.2778 | 1.5613
4.2847 | 1.4608
4.2917 | 1.5711
4.2986 | 1.3105
4.3056 | 1.6358
4.3125 | 1.4088
4.3194 | 1.485
4.3264 | 1.4599
4.3333 | 1.4422
4.3403 | 1.7004
4.3472 | 1.449
4.3542 | 1.5089
4.3611 | 1.498
4.3681 | 1.4262
4.375 | 1.3848
4.3819 | 1.3052
4.3889 | 1.5026
4.3958 | 1.4174
4.4028 | 1.4282
4.4097 | 1.3059
4.4167 | 1.5988
4.4236 | 1.3337
4.4306 | 1.7063
4.4375 | 1.2918
4.4444 | 1.5273
4.4514 | 1.2623
4.4583 | 1.5379
4.4653 | 1.4009
4.4722 | 1.5094
4.4792 | 1.5644
4.4861 | 1.4217
4.4931 | 1.5149
4.5 | 1.4079
4.5069 | 1.6191
4.5139 | 1.5981
4.5208 | 1.4277
4.5278 | 1.7334
4.5347 | 1.2449
4.5417 | 1.5903
4.5486 | 1.5227
4.5556 | 1.4649
4.5625 | 1.5527
4.5694 | 1.5875
4.5764 | 1.8068
4.5833 | 1.4381
4.5903 | 1.5758
4.5972 | 1.6029
4.6042 | 1.5053
4.6111 | 1.5211
4.6181 | 1.6152
4.625 | 1.4648
4.6319 | 1.5516
4.6389 | 1.5962
4.6458 | 1.5387
4.6528 | 1.4775
4.6597 | 1.5249
4.6667 | 1.3084
4.6736 | 1.5711
4.6806 | 1.6563
4.6875 | 1.4175
4.6944 | 1.4432
4.7014 | 1.4276
4.7083 | 1.3991
4.7153 | 1.5731
4.7222 | 1.5085
4.7292 | 1.4572
4.7361 | 1.4404
4.7431 | 1.4254
4.75 | 1.5643
4.7569 | 1.4807
4.7639 | 1.4874
4.7708 | 1.4926
4.7778 | 1.6122
4.7847 | 1.4747
4.7917 | 1.4605
4.7986 | 1.5394
4.8056 | 1.4321
4.8125 | 1.4834
4.8194 | 1.4491
4.8264 | 1.5489
4.8333 | 1.6226
4.8403 | 1.4848
4.8472 | 1.5839
4.8542 | 1.4934
4.8611 | 1.5882
4.8681 | 1.4386
4.875 | 1.4887
4.8819 | 1.5752
4.8889 | 1.5502
4.8958 | 1.6772
4.9028 | 1.5026
4.9097 | 1.4995
4.9167 | 1.6034
4.9236 | 1.3397
4.9306 | 1.5322
4.9375 | 1.7312
4.9444 | 1.5026
4.9514 | 1.449
4.9583 | 1.639
4.9653 | 1.3542
4.9722 | 1.5666
4.9792 | 1.5225
4.9861 | 1.7099
4.9931 | 1.5479
5 | 1.565
5.0069 | 1.3274
5.0139 | 1.6604
5.0208 | 1.4454
5.0278 | 1.449
5.0347 | 1.7099
5.0417 | 1.6022
5.0486 | 1.4796
5.0556 | 1.3851
5.0625 | 1.6057
5.0694 | 1.4929
5.0764 | 1.3338
5.0833 | 1.6725
5.0903 | 1.5981
5.0972 | 1.4982
5.1042 | 1.63
5.1111 | 1.4718
5.1181 | 1.5242
5.125 | 1.4726
5.1319 | 1.5018
5.1389 | 1.3463
5.1458 | 1.7541
5.1528 | 1.4574
5.1597 | 1.3695
5.1667 | 1.4392
5.1736 | 1.3118
5.1806 | 1.5389
5.1875 | 1.5028
5.1944 | 1.5015
5.2014 | 1.6477
5.2083 | 1.5253
5.2153 | 1.5653
5.2222 | 1.4835
5.2292 | 1.5536
5.2361 | 1.4441
5.2431 | 1.4568
5.25 | 1.3129
5.2569 | 1.4527
5.2639 | 1.3805
5.2708 | 1.4705
5.2778 | 1.5712
5.2847 | 1.4683
5.2917 | 1.6346
5.2986 | 1.5432
5.3056 | 1.471
5.3125 | 1.5805
5.3194 | 1.5349
5.3264 | 1.4325
5.3333 | 1.616
5.3403 | 1.4962
5.3472 | 1.4502
5.3542 | 1.4835
5.3611 | 1.5255
5.3681 | 1.4486
5.375 | 1.605
5.3819 | 1.4703
5.3889 | 1.5208
5.3958 | 1.4984
5.4028 | 1.5885
5.4097 | 1.67
5.4167 | 1.3308
5.4236 | 1.5187
5.4306 | 1.6299
5.4375 | 1.4823
5.4444 | 1.6267
5.4514 | 1.4357
5.4583 | 1.5589
5.4653 | 1.5492
5.4722 | 1.4682
5.4792 | 1.392
5.4861 | 1.4763
5.4931 | 1.6038
5.5 | 1.4494
5.5069 | 1.6149
5.5139 | 1.3342
5.5208 | 1.4341
5.5278 | 1.3825
5.5347 | 1.5406
5.5417 | 1.5561
5.5486 | 1.5764
5.5556 | 1.4749
5.5625 | 1.558
5.5694 | 1.414
5.5764 | 1.4758
5.5833 | 1.4765
5.5903 | 1.4482
5.5972 | 1.405
5.6042 | 1.524
5.6111 | 1.5559
5.6181 | 1.535
5.625 | 1.5275
5.6319 | 1.3918
5.6389 | 1.3465
5.6458 | 1.5024
5.6528 | 1.6571
5.6597 | 1.2962
5.6667 | 1.4795
5.6736 | 1.4821
5.6806 | 1.499
5.6875 | 1.3756
5.6944 | 1.4296
5.7014 | 1.3906
5.7083 | 1.6129
5.7153 | 1.6118
5.7222 | 1.4775
5.7292 | 1.5072
5.7361 | 1.3621
5.7431 | 1.503
5.75 | 1.4603
5.7569 | 1.6692
5.7639 | 1.5755
5.7708 | 1.5524
5.7778 | 1.4526
5.7847 | 1.498
5.7917 | 1.8138
5.7986 | 1.6553
5.8056 | 1.5062
5.8125 | 1.5446
5.8194 | 1.5216
5.8264 | 1.4835
5.8333 | 1.4739
5.8403 | 1.5128
5.8472 | 1.5843
5.8542 | 1.5764
5.8611 | 1.522
5.8681 | 1.6041
5.875 | 1.3675
5.8819 | 1.5636
5.8889 | 1.3323
5.8958 | 1.4686
5.9028 | 1.4403
5.9097 | 1.5418
5.9167 | 1.2695
5.9236 | 1.4225
5.9306 | 1.3379
5.9375 | 1.5428
5.9444 | 1.5236
5.9514 | 1.4821
5.9583 | 1.4794
5.9653 | 1.6219
5.9722 | 1.4961
5.9792 | 1.5079
5.9861 | 1.4316
5.9931 | 1.5108
6 | 1.4807
6.0069 | 1.4818
6.0139 | 1.46
6.0208 | 1.479
6.0278 | 1.4896
6.0347 | 1.6331
6.0417 | 1.4458
6.0486 | 1.5979
6.0556 | 1.5276
6.0625 | 1.6449
6.0694 | 1.4693
6.0764 | 1.4273
6.0833 | 1.6279
6.0903 | 1.2236
6.0972 | 1.4432
6.1042 | 1.7763
6.1111 | 1.5061
6.1181 | 1.2937
6.125 | 1.5031
6.1319 | 1.5326
6.1389 | 1.5731
6.1458 | 1.6355
6.1528 | 1.4785
6.1597 | 1.5536
6.1667 | 1.5574
6.1736 | 1.4985
6.1806 | 1.506
6.1875 | 1.4082
6.1944 | 1.4476
6.2014 | 1.395
6.2083 | 1.5306
6.2153 | 1.4942
6.2222 | 1.4822
6.2292 | 1.6482
6.2361 | 1.5132
6.2431 | 1.4948
6.25 | 1.445
6.2569 | 1.3266
6.2639 | 1.4613
6.2708 | 1.2635
6.2778 | 1.4429
6.2847 | 1.501
6.2917 | 1.6256
6.2986 | 1.4179
6.3056 | 1.5305
6.3125 | 1.5
6.3194 | 1.2756
6.3264 | 1.3137
6.3333 | 1.4804
6.3403 | 1.6226
6.3472 | 1.4396
6.3542 | 1.5678
6.3611 | 1.4274
6.3681 | 1.3927
6.375 | 1.3698
6.3819 | 1.477
6.3889 | 1.4343
6.3958 | 1.5382
6.4028 | 1.3551
6.4097 | 1.4022
6.4167 | 1.3776
6.4236 | 1.3923
6.4306 | 1.5624
6.4375 | 1.4542
6.4444 | 1.4438
6.4514 | 1.5136
6.4583 | 1.6022
6.4653 | 1.6936
6.4722 | 1.6561
6.4792 | 1.6359
6.4861 | 1.3135
6.4931 | 1.3283
6.5 | 1.4938
6.5069 | 1.4295
6.5139 | 1.6107
6.5208 | 1.4955
6.5278 | 1.5119
6.5347 | 1.5878
6.5417 | 1.492
6.5486 | 1.559
6.5556 | 1.4445
6.5625 | 1.4384
6.5694 | 1.4311
6.5764 | 1.5117
6.5833 | 1.4144
6.5903 | 1.5797
6.5972 | 1.2536
6.6042 | 1.4525
6.6111 | 1.5563
6.6181 | 1.4447
6.625 | 1.4705
6.6319 | 1.5125
6.6389 | 1.5109
6.6458 | 1.388
6.6528 | 1.5473
6.6597 | 1.6779
6.6667 | 1.58
6.6736 | 1.4342
6.6806 | 1.5108
6.6875 | 1.4483
6.6944 | 1.512
6.7014 | 1.6931
6.7083 | 1.4467
6.7153 | 1.5923
6.7222 | 1.3963
6.7292 | 1.528
6.7361 | 1.4477
6.7431 | 1.5546
6.75 | 1.5705
6.7569 | 1.5468
6.7639 | 1.49
6.7708 | 1.3932
6.7778 | 1.2411
6.7847 | 1.4551
6.7917 | 1.356
6.7986 | 1.5935
6.8056 | 1.5376
6.8125 | 1.4749
6.8194 | 1.5497
6.8264 | 1.5093
6.8333 | 1.3036
6.8403 | 1.4599
6.8472 | 1.3906
6.8542 | 1.4322
6.8611 | 1.303
6.8681 | 1.5307
6.875 | 1.5047
6.8819 | 1.5216
6.8889 | 1.4763
6.8958 | 1.6666
6.9028 | 1.4777
6.9097 | 1.3629
6.9167 | 1.5856
6.9236 | 1.5722
6.9306 | 1.5713
6.9375 | 1.5644
6.9444 | 1.3706
6.9514 | 1.4172
6.9583 | 1.4435
6.9653 | 1.4771
6.9722 | 1.5856
6.9792 | 1.3698
6.9861 | 1.4926
6.9931 | 1.2802
7 | 1.5864
DOsine | Disabled
No interpolation | Repeated every 168 hours
Time | SO2
d | g O2/m3
0 | 1.6851
0.0069444 | 1.8743
0.013889 | 1.6866
0.020833 | 1.6577
0.027778 | 1.6904
0.034722 | 1.7239
0.041667 | 1.7315
0.048611 | 1.8115
0.055556 | 1.7802
0.0625 | 1.8647
0.069444 | 1.7271
0.076389 | 1.8985
0.083333 | 1.6738
0.090278 | 1.9185
0.097222 | 1.8129
0.10417 | 1.86
0.11111 | 1.653
0.11806 | 1.7288
0.125 | 1.9795
0.13194 | 2.0711
0.13889 | 1.8468
0.14583 | 1.9409
0.15278 | 2.0648
0.15972 | 2.0702
0.16667 | 1.7125
0.17361 | 1.8001
0.18056 | 1.8696
0.1875 | 2.0577
0.19444 | 1.7869
0.20139 | 1.9005
0.20833 | 2.063
0.21528 | 1.9486
0.22222 | 1.9933
0.22917 | 1.922
0.23611 | 2.0392
0.24306 | 2.0593
0.25 | 1.9234
0.25694 | 2.1583
0.26389 | 2.0437
0.27083 | 1.9271
0.27778 | 2.0571
0.28472 | 1.9493
0.29167 | 1.9933
0.29861 | 2.076
0.30556 | 1.9164
0.3125 | 1.9923
0.31944 | 1.9157
0.32639 | 1.9702
0.33333 | 2.1374
0.34028 | 1.9025
0.34722 | 2.0008
0.35417 | 2.0597
0.36111 | 1.9209
0.36806 | 2.1003
0.375 | 1.8784
0.38194 | 2.1061
0.38889 | 2.1346
0.39583 | 1.9709
0.40278 | 2.0552
0.40972 | 2.169
0.41667 | 2.0877
0.42361 | 1.9354
0.43056 | 2.131
0.4375 | 2.161
0.44444 | 2.1448
0.45139 | 2.1875
0.45833 | 2.1922
0.46528 | 2.2856
0.47222 | 2.0563
0.47917 | 1.9883
0.48611 | 2.2542
0.49306 | 2.1454
0.5 | 2.0624
0.50694 | 2.3007
0.51389 | 2.1443
0.52083 | 2.2905
0.52778 | 2.2439
0.53472 | 2.357
0.54167 | 2.262
0.54861 | 2.2874
0.55556 | 2.1659
0.5625 | 2.1742
0.56944 | 2.4003
0.57639 | 2.2097
0.58333 | 2.2664
0.59028 | 2.0917
0.59722 | 2.3189
0.60417 | 2.2532
0.61111 | 2.3147
0.61806 | 2.2522
0.625 | 2.1735
0.63194 | 2.4554
0.63889 | 2.3102
0.64583 | 2.0906
0.65278 | 2.3241
0.65972 | 2.2499
0.66667 | 2.3151
0.67361 | 2.4679
0.68056 | 2.2811
0.6875 | 2.4973
0.69444 | 2.3703
0.70139 | 2.2291
0.70833 | 2.5368
0.71528 | 2.4111
0.72222 | 2.4195
0.72917 | 2.2124
0.73611 | 2.4491
0.74306 | 2.4267
0.75 | 2.2816
0.75694 | 2.4578
0.76389 | 2.4349
0.77083 | 2.4375
0.77778 | 2.4592
0.78472 | 2.3265
0.79167 | 2.2716
0.79861 | 2.3328
0.80556 | 2.2649
0.8125 | 2.3772
0.81944 | 2.5051
0.82639 | 2.4339
0.83333 | 2.4616
0.84028 | 2.5137
0.84722 | 2.3591
0.85417 | 2.4112
0.86111 | 2.4767
0.86806 | 2.5836
0.875 | 2.4731
0.88194 | 2.2497
0.88889 | 2.5366
0.89583 | 2.3659
0.90278 | 2.5813
0.90972 | 2.4471
0.91667 | 2.631
0.92361 | 2.5572
0.93056 | 2.5074
0.9375 | 2.4011
0.94444 | 2.4205
0.95139 | 2.299
0.95833 | 2.2721
0.96528 | 2.3461
0.97222 | 2.4202
0.97917 | 2.5426
0.98611 | 2.5458
0.99306 | 2.4456
1 | 2.4306
1.0069 | 2.6572
1.0139 | 2.5552
1.0208 | 2.5033
1.0278 | 2.503
1.0347 | 2.5957
1.0417 | 2.3881
1.0486 | 2.5798
1.0556 | 2.6169
1.0625 | 2.7048
1.0694 | 2.5072
1.0764 | 2.5715
1.0833 | 2.6536
1.0903 | 2.7427
1.0972 | 2.4422
1.1042 | 2.4119
1.1111 | 2.5428
1.1181 | 2.5874
1.125 | 2.6406
1.1319 | 2.6201
1.1389 | 2.545
1.1458 | 2.683
1.1528 | 2.6238
1.1597 | 2.5756
1.1667 | 2.6266
1.1736 | 2.7462
1.1806 | 2.6721
1.1875 | 2.5855
1.1944 | 2.4492
1.2014 | 2.6045
1.2083 | 2.652
1.2153 | 2.5936
1.2222 | 2.6863
1.2292 | 2.5306
1.2361 | 2.6096
1.2431 | 2.7015
1.25 | 2.4866
1.2569 | 2.7003
1.2639 | 2.6675
1.2708 | 2.8086
1.2778 | 2.6029
1.2847 | 2.4922
1.2917 | 2.7407
1.2986 | 2.7778
1.3056 | 2.7471
1.3125 | 2.8368
1.3194 | 2.5387
1.3264 | 2.5734
1.3333 | 2.7286
1.3403 | 2.8054
1.3472 | 2.9224
1.3542 | 2.699
1.3611 | 2.7176
1.3681 | 2.767
1.375 | 2.6679
1.3819 | 2.6933
1.3889 | 2.7076
1.3958 | 2.7143
1.4028 | 2.8874
1.4097 | 2.8138
1.4167 | 2.6692
1.4236 | 2.7546
1.4306 | 2.6253
1.4375 | 2.6586
1.4444 | 2.5737
1.4514 | 2.7147
1.4583 | 2.5754
1.4653 | 2.9804
1.4722 | 2.801
1.4792 | 2.5763
1.4861 | 2.6721
1.4931 | 2.6717
1.5 | 2.5447
1.5069 | 2.8251
1.5139 | 2.6916
1.5208 | 2.8422
1.5278 | 2.7711
1.5347 | 2.8133
1.5417 | 2.7645
1.5486 | 2.9752
1.5556 | 2.7234
1.5625 | 2.7477
1.5694 | 2.8369
1.5764 | 2.7021
1.5833 | 2.7333
1.5903 | 2.7639
1.5972 | 2.4671
1.6042 | 2.7608
1.6111 | 2.7277
1.6181 | 2.8885
1.625 | 2.704
1.6319 | 2.9173
1.6389 | 2.7702
1.6458 | 2.6838
1.6528 | 2.8438
1.6597 | 2.7598
1.6667 | 2.7108
1.6736 | 2.7383
1.6806 | 2.797
1.6875 | 2.8886
1.6944 | 2.7213
1.7014 | 2.8166
1.7083 | 2.7684
1.7153 | 2.8166
1.7222 | 2.7705
1.7292 | 2.7826
1.7361 | 2.6676
1.7431 | 2.7832
1.75 | 2.7844
1.7569 | 2.788
1.7639 | 2.8588
1.7708 | 2.8493
1.7778 | 2.7706
1.7847 | 2.7096
1.7917 | 2.7999
1.7986 | 2.7363
1.8056 | 2.7233
1.8125 | 2.7406
1.8194 | 2.7166
1.8264 | 2.7168
1.8333 | 2.7873
1.8403 | 2.7338
1.8472 | 2.879
1.8542 | 2.8127
1.8611 | 2.6759
1.8681 | 2.7395
1.875 | 2.711
1.8819 | 2.7733
1.8889 | 2.9479
1.8958 | 2.9122
1.9028 | 2.7917
1.9097 | 2.721
1.9167 | 2.6799
1.9236 | 2.8522
1.9306 | 2.7499
1.9375 | 2.7945
1.9444 | 2.7451
1.9514 | 2.7602
1.9583 | 2.738
1.9653 | 2.7535
1.9722 | 2.7393
1.9792 | 2.7139
1.9861 | 2.6715
1.9931 | 2.5464
2 | 2.6779
2.0069 | 2.6333
2.0139 | 2.7769
2.0208 | 2.6471
2.0278 | 2.8667
2.0347 | 2.7681
2.0417 | 2.7852
2.0486 | 2.7278
2.0556 | 2.6057
2.0625 | 2.6942
2.0694 | 2.6629
2.0764 | 2.581
2.0833 | 2.7476
2.0903 | 2.6713
2.0972 | 2.8359
2.1042 | 2.8213
2.1111 | 2.6476
2.1181 | 2.5843
2.125 | 2.6017
2.1319 | 2.6917
2.1389 | 2.705
2.1458 | 2.5971
2.1528 | 2.5915
2.1597 | 2.7265
2.1667 | 2.6656
2.1736 | 2.7188
2.1806 | 2.611
2.1875 | 2.4781
2.1944 | 2.6782
2.2014 | 2.6643
2.2083 | 2.5969
2.2153 | 2.7098
2.2222 | 2.6694
2.2292 | 2.7069
2.2361 | 2.4203
2.2431 | 2.6981
2.25 | 2.6185
2.2569 | 2.658
2.2639 | 2.757
2.2708 | 2.527
2.2778 | 2.5923
2.2847 | 2.6893
2.2917 | 2.7228
2.2986 | 2.6328
2.3056 | 2.7185
2.3125 | 2.7407
2.3194 | 2.7094
2.3264 | 2.5722
2.3333 | 2.6757
2.3403 | 2.6965
2.3472 | 2.6402
2.3542 | 2.7221
2.3611 | 2.4461
2.3681 | 2.7637
2.375 | 2.6522
2.3819 | 2.5348
2.3889 | 2.539
2.3958 | 2.6359
2.4028 | 2.5181
2.4097 | 2.6724
2.4167 | 2.5574
2.4236 | 2.6048
2.4306 | 2.7112
2.4375 | 2.4466
2.4444 | 2.4691
2.4514 | 2.6892
2.4583 | 2.5661
2.4653 | 2.8337
2.4722 | 2.5745
2.4792 | 2.5549
2.4861 | 2.4325
2.4931 | 2.4647
2.5 | 2.3805
2.5069 | 2.4142
2.5139 | 2.6512
2.5208 | 2.4056
2.5278 | 2.4634
2.5347 | 2.6698
2.5417 | 2.5658
2.5486 | 2.5617
2.5556 | 2.3575
2.5625 | 2.4766
2.5694 | 2.5101
2.5764 | 2.6357
2.5833 | 2.4151
2.5903 | 2.4258
2.5972 | 2.3886
2.6042 | 2.6008
2.6111 | 2.4572
2.6181 | 2.2465
2.625 | 2.4596
2.6319 | 2.3391
2.6389 | 2.5197
2.6458 | 2.3821
2.6528 | 2.3437
2.6597 | 2.4483
2.6667 | 2.494
2.6736 | 2.3889
2.6806 | 2.5271
2.6875 | 2.422
2.6944 | 2.4202
2.7014 | 2.5906
2.7083 | 2.4698
2.7153 | 2.243
2.7222 | 2.4282
2.7292 | 2.3788
2.7361 | 2.447
2.7431 | 2.2921
2.75 | 2.2848
2.7569 | 2.2463
2.7639 | 2.3451
2.7708 | 2.1867
2.7778 | 2.369
2.7847 | 2.4305
2.7917 | 2.4016
2.7986 | 2.4452
2.8056 | 2.2534
2.8125 | 2.4085
2.8194 | 2.2921
2.8264 | 2.4371
2.8333 | 2.3218
2.8403 | 2.1657
2.8472 | 2.1576
2.8542 | 2.1168
2.8611 | 2.1463
2.8681 | 2.2735
2.875 | 2.1815
2.8819 | 2.0034
2.8889 | 2.4407
2.8958 | 2.2378
2.9028 | 2.373
2.9097 | 2.2247
2.9167 | 2.2331
2.9236 | 2.2365
2.9306 | 2.2354
2.9375 | 2.4429
2.9444 | 2.1872
2.9514 | 2.5185
2.9583 | 2.0485
2.9653 | 2.2408
2.9722 | 2.0593
2.9792 | 2.2456
2.9861 | 2.0255
2.9931 | 2.1955
3 | 2.0691
3.0069 | 2.3777
3.0139 | 2.2647
3.0208 | 2.3292
3.0278 | 2.1125
3.0347 | 2.036
3.0417 | 2.0079
3.0486 | 2.191
3.0556 | 2.2714
3.0625 | 2.3632
3.0694 | 2.2121
3.0764 | 2.1733
3.0833 | 2.4355
3.0903 | 2.0765
3.0972 | 2.0141
3.1042 | 1.9985
3.1111 | 1.9049
3.1181 | 2.2359
3.125 | 1.917
3.1319 | 1.9892
3.1389 | 2.1762
3.1458 | 2.0186
3.1528 | 2.3894
3.1597 | 2.0611
3.1667 | 1.9674
3.1736 | 2.1065
3.1806 | 1.9631
3.1875 | 2.0193
3.1944 | 2.0234
3.2014 | 2.2154
3.2083 | 1.8959
3.2153 | 2.0682
3.2222 | 2.1387
3.2292 | 1.9082
3.2361 | 1.99
3.2431 | 1.893
3.25 | 2.1493
3.2569 | 1.9847
3.2639 | 2.0035
3.2708 | 1.9314
3.2778 | 1.9875
3.2847 | 1.8894
3.2917 | 1.6912
3.2986 | 1.9453
3.3056 | 1.8402
3.3125 | 1.9254
3.3194 | 2.0426
3.3264 | 1.8917
3.3333 | 1.758
3.3403 | 1.8766
3.3472 | 2.0977
3.3542 | 2.0268
3.3611 | 1.9658
3.3681 | 2.0194
3.375 | 1.8165
3.3819 | 1.7418
3.3889 | 1.779
3.3958 | 1.8103
3.4028 | 1.6851
3.4097 | 1.8475
3.4167 | 1.7759
3.4236 | 1.8772
3.4306 | 1.722
3.4375 | 1.8432
3.4444 | 1.6738
3.4514 | 1.8159
3.4583 | 1.7461
3.4653 | 1.6795
3.4722 | 1.7423
3.4792 | 1.797
3.4861 | 1.7613
3.4931 | 1.7599
3.5 | 1.6402
3.5069 | 1.7813
3.5139 | 1.7545
3.5208 | 1.8453
3.5278 | 1.8908
3.5347 | 1.7527
3.5417 | 1.5307
3.5486 | 1.6262
3.5556 | 1.6427
3.5625 | 1.6705
3.5694 | 1.6572
3.5764 | 1.8454
3.5833 | 1.4855
3.5903 | 1.8009
3.5972 | 1.7161
3.6042 | 1.7168
3.6111 | 1.6972
3.6181 | 1.665
3.625 | 1.6323
3.6319 | 1.3253
3.6389 | 1.5644
3.6458 | 1.6179
3.6528 | 1.691
3.6597 | 1.5981
3.6667 | 1.5861
3.6736 | 1.506
3.6806 | 1.511
3.6875 | 1.6454
3.6944 | 1.4448
3.7014 | 1.6601
3.7083 | 1.4816
3.7153 | 1.5004
3.7222 | 1.5544
3.7292 | 1.602
3.7361 | 1.5224
3.7431 | 1.4687
3.75 | 1.5122
3.7569 | 1.5231
3.7639 | 1.5981
3.7708 | 1.5792
3.7778 | 1.4026
3.7847 | 1.2728
3.7917 | 1.5014
3.7986 | 1.5753
3.8056 | 1.1786
3.8125 | 1.5391
3.8194 | 1.5432
3.8264 | 1.4442
3.8333 | 1.5261
3.8403 | 1.5122
3.8472 | 1.367
3.8542 | 1.5562
3.8611 | 1.5479
3.8681 | 1.4694
3.875 | 1.4962
3.8819 | 1.4311
3.8889 | 1.3444
3.8958 | 1.4285
3.9028 | 1.4521
3.9097 | 1.3581
3.9167 | 1.4086
3.9236 | 1.312
3.9306 | 1.4273
3.9375 | 1.2938
3.9444 | 1.4232
3.9514 | 1.3329
3.9583 | 1.4322
3.9653 | 1.3289
3.9722 | 1.2079
3.9792 | 1.4108
3.9861 | 1.2094
3.9931 | 1.3505
4 | 1.361
4.0069 | 1.2569
4.0139 | 1.2128
4.0208 | 1.2307
4.0278 | 1.1845
4.0347 | 1.2394
4.0417 | 1.1909
4.0486 | 1.0741
4.0556 | 1.3356
4.0625 | 1.3799
4.0694 | 1.1823
4.0764 | 1.1542
4.0833 | 1.1492
4.0903 | 1.3967
4.0972 | 1.3056
4.1042 | 1.241
4.1111 | 1.1701
4.1181 | 1.3247
4.125 | 1.1953
4.1319 | 1.2771
4.1389 | 1.2275
4.1458 | 1.1993
4.1528 | 1.0978
4.1597 | 1.3902
4.1667 | 1.0927
4.1736 | 1.0206
4.1806 | 1.1544
4.1875 | 1.1436
4.1944 | 1.0782
4.2014 | 1.2196
4.2083 | 1.1198
4.2153 | 1.1928
4.2222 | 1.2749
4.2292 | 1.0008
4.2361 | 1.1807
4.2431 | 1.2755
4.25 | 1.1598
4.2569 | 1.1732
4.2639 | 1.0936
4.2708 | 1.1722
4.2778 | 1.1685
4.2847 | 1.0632
4.2917 | 1.1688
4.2986 | 0.90352
4.3056 | 1.2241
4.3125 | 0.99247
4.3194 | 1.0641
4.3264 | 1.0343
4.3333 | 1.0121
4.3403 | 1.2657
4.3472 | 1.0098
4.3542 | 1.0651
4.3611 | 1.0498
4.3681 | 0.97351
4.375 | 0.92768
4.3819 | 0.84374
4.3889 | 1.0368
4.3958 | 0.94721
4.4028 | 0.95369
4.4097 | 0.8271
4.4167 | 1.1157
4.4236 | 0.84641
4.4306 | 1.2149
4.4375 | 0.79615
4.4444 | 1.0275
4.4514 | 0.75844
4.4583 | 1.03
4.4653 | 0.88885
4.4722 | 0.99338
4.4792 | 1.0443
4.4861 | 0.89771
4.4931 | 0.98693
4.5 | 0.87609
4.5069 | 1.0834
4.5139 | 1.0586
4.5208 | 0.8843
4.5278 | 1.1863
4.5347 | 0.694
4.5417 | 1.0357
4.5486 | 0.96443
4.5556 | 0.90294
4.5625 | 0.98719
4.5694 | 1.0183
4.5764 | 1.2341
4.5833 | 0.86187
4.5903 | 0.99602
4.5972 | 1.0197
4.6042 | 0.91866
4.6111 | 0.93106
4.6181 | 1.0219
4.625 | 0.86805
4.6319 | 0.95153
4.6389 | 0.99293
4.6458 | 0.93219
4.6528 | 0.86776
4.6597 | 0.91205
4.6667 | 0.69237
4.6736 | 0.952
4.6806 | 1.0341
4.6875 | 0.79224
4.6944 | 0.81497
4.7014 | 0.79645
4.7083 | 0.76498
4.7153 | 0.93604
4.7222 | 0.86865
4.7292 | 0.81451
4.7361 | 0.79487
4.7431 | 0.77719
4.75 | 0.91332
4.7569 | 0.82703
4.7639 | 0.83112
4.7708 | 0.83369
4.7778 | 0.95071
4.7847 | 0.81065
4.7917 | 0.79394
4.7986 | 0.87035
4.8056 | 0.76067
4.8125 | 0.80955
4.8194 | 0.77284
4.8264 | 0.87034
4.8333 | 0.94174
4.8403 | 0.80165
4.8472 | 0.89854
4.8542 | 0.80582
4.8611 | 0.89851
4.8681 | 0.74674
4.875 | 0.7948
4.8819 | 0.8793
4.8889 | 0.8523
4.8958 | 0.97726
4.9028 | 0.80075
4.9097 | 0.79576
4.9167 | 0.89787
4.9236 | 0.63235
4.9306 | 0.82307
4.9375 | 1.0203
4.9444 | 0.78997
4.9514 | 0.73471
4.9583 | 0.92312
4.9653 | 0.63672
4.9722 | 0.84755
4.9792 | 0.80188
4.9861 | 0.9878
4.9931 | 0.82442
5 | 0.8401
5.0069 | 0.60109
5.0139 | 0.93274
5.0208 | 0.71646
5.0278 | 0.7188
5.0347 | 0.97848
5.0417 | 0.86962
5.0486 | 0.74589
5.0556 | 0.6503
5.0625 | 0.86986
5.0694 | 0.75603
5.0764 | 0.59595
5.0833 | 0.93371
5.0903 | 0.85837
5.0972 | 0.75755
5.1042 | 0.88857
5.1111 | 0.72956
5.1181 | 0.78125
5.125 | 0.72893
5.1319 | 0.75745
5.1389 | 0.60123
5.1458 | 1.0085
5.1528 | 0.71121
5.1597 | 0.62277
5.1667 | 0.69203
5.1736 | 0.56415
5.1806 | 0.79085
5.1875 | 0.75435
5.1944 | 0.75271
5.2014 | 0.89862
5.2083 | 0.77602
5.2153 | 0.81583
5.2222 | 0.7338
5.2292 | 0.80381
5.2361 | 0.69415
5.2431 | 0.70686
5.25 | 0.56292
5.2569 | 0.7027
5.2639 | 0.63057
5.2708 | 0.7207
5.2778 | 0.8215
5.2847 | 0.71877
5.2917 | 0.88526
5.2986 | 0.79411
5.3056 | 0.72222
5.3125 | 0.83205
5.3194 | 0.78689
5.3264 | 0.68486
5.3333 | 0.86878
5.3403 | 0.74944
5.3472 | 0.70403
5.3542 | 0.73782
5.3611 | 0.7805
5.3681 | 0.70421
5.375 | 0.86127
5.3819 | 0.7273
5.3889 | 0.77852
5.3958 | 0.75693
5.4028 | 0.84793
5.4097 | 0.93029
5.4167 | 0.59197
5.4236 | 0.78083
5.4306 | 0.89305
5.4375 | 0.74639
5.4444 | 0.89188
5.4514 | 0.702
5.4583 | 0.82633
5.4653 | 0.81778
5.4722 | 0.73805
5.4792 | 0.66305
5.4861 | 0.7487
5.4931 | 0.87745
5.5 | 0.7245
5.5069 | 0.8914
5.5139 | 0.61209
5.5208 | 0.71355
5.5278 | 0.66345
5.5347 | 0.82308
5.5417 | 0.84019
5.5486 | 0.86207
5.5556 | 0.76225
5.5625 | 0.84711
5.5694 | 0.70486
5.5764 | 0.76844
5.5833 | 0.77089
5.5903 | 0.74444
5.5972 | 0.7032
5.6042 | 0.82407
5.6111 | 0.85795
5.6181 | 0.83911
5.625 | 0.83363
5.6319 | 0.70003
5.6389 | 0.65684
5.6458 | 0.81488
5.6528 | 0.97179
5.6597 | 0.61304
5.6667 | 0.79861
5.6736 | 0.80352
5.6806 | 0.82272
5.6875 | 0.70168
5.6944 | 0.75808
5.7014 | 0.72154
5.7083 | 0.94635
5.7153 | 0.94779
5.7222 | 0.81597
5.7292 | 0.84826
5.7361 | 0.70577
5.7431 | 0.84934
5.75 | 0.80928
5.7569 | 1.0209
5.7639 | 0.93002
5.7708 | 0.90969
5.7778 | 0.81269
5.7847 | 0.86101
5.7917 | 1.1797
5.7986 | 1.0241
5.8056 | 0.87802
5.8125 | 0.9194
5.8194 | 0.89942
5.8264 | 0.86437
5.8333 | 0.85786
5.8403 | 0.89995
5.8472 | 0.97456
5.8542 | 0.96991
5.8611 | 0.91874
5.8681 | 1.004
5.875 | 0.7708
5.8819 | 0.97016
5.8889 | 0.74224
5.8958 | 0.88193
5.9028 | 0.85711
5.9097 | 0.96202
5.9167 | 0.69331
5.9236 | 0.84978
5.9306 | 0.76878
5.9375 | 0.9772
5.9444 | 0.96167
5.9514 | 0.92381
5.9583 | 0.92476
5.9653 | 1.071
5.9722 | 0.94895
5.9792 | 0.96453
5.9861 | 0.89205
5.9931 | 0.97512
6 | 0.94885
6.0069 | 0.95389
6.0139 | 0.93596
6.0208 | 0.959
6.0278 | 0.97358
6.0347 | 1.1211
6.0417 | 0.93783
6.0486 | 1.094
6.0556 | 1.0278
6.0625 | 1.1493
6.0694 | 0.97783
6.0764 | 0.94005
6.0833 | 1.1448
6.0903 | 0.74478
6.0972 | 0.96867
6.1042 | 1.3061
6.1111 | 1.0402
6.1181 | 0.83216
6.125 | 1.046
6.1319 | 1.0799
6.1389 | 1.1249
6.1458 | 1.1917
6.1528 | 1.0392
6.1597 | 1.1189
6.1667 | 1.1273
6.1736 | 1.0729
6.1806 | 1.085
6.1875 | 0.99189
6.1944 | 1.0359
6.2014 | 0.98796
6.2083 | 1.1283
6.2153 | 1.0967
6.2222 | 1.0894
6.2292 | 1.2602
6.2361 | 1.13
6.2431 | 1.1164
6.25 | 1.0715
6.2569 | 0.958
6.2639 | 1.0976
6.2708 | 0.90472
6.2778 | 1.0891
6.2847 | 1.1522
6.2917 | 1.2818
6.2986 | 1.0791
6.3056 | 1.1968
6.3125 | 1.1713
6.3194 | 0.95205
6.3264 | 0.99521
6.3333 | 1.1671
6.3403 | 1.3144
6.3472 | 1.1367
6.3542 | 1.27
6.3611 | 1.1348
6.3681 | 1.1054
6.375 | 1.0877
6.3819 | 1.2003
6.3889 | 1.1629
6.3958 | 1.272
6.4028 | 1.0944
6.4097 | 1.1468
6.4167 | 1.1276
6.4236 | 1.1477
6.4306 | 1.3232
6.4375 | 1.2205
6.4444 | 1.2156
6.4514 | 1.2909
6.4583 | 1.3849
6.4653 | 1.4819
6.4722 | 1.4499
6.4792 | 1.4352
6.4861 | 1.1184
6.4931 | 1.1388
6.5 | 1.3099
6.5069 | 1.2512
6.5139 | 1.4381
6.5208 | 1.3286
6.5278 | 1.3506
6.5347 | 1.4322
6.5417 | 1.3421
6.5486 | 1.4148
6.5556 | 1.3061
6.5625 | 1.3057
6.5694 | 1.3042
6.5764 | 1.3905
6.5833 | 1.2991
6.5903 | 1.4702
6.5972 | 1.1499
6.6042 | 1.3547
6.6111 | 1.4643
6.6181 | 1.3586
6.625 | 1.3902
6.6319 | 1.4381
6.6389 | 1.4424
6.6458 | 1.3254
6.6528 | 1.4907
6.6597 | 1.6272
6.6667 | 1.5352
6.6736 | 1.3954
6.6806 | 1.478
6.6875 | 1.4214
6.6944 | 1.4911
6.7014 | 1.6783
6.7083 | 1.4379
6.7153 | 1.5895
6.7222 | 1.3996
6.7292 | 1.5373
6.7361 | 1.463
6.7431 | 1.576
6.75 | 1.598
6.7569 | 1.5804
6.7639 | 1.5296
6.7708 | 1.439
6.7778 | 1.293
6.7847 | 1.5131
6.7917 | 1.4201
6.7986 | 1.6637
6.8056 | 1.6139
6.8125 | 1.5574
6.8194 | 1.6383
6.8264 | 1.6041
6.8333 | 1.4045
6.8403 | 1.567
6.8472 | 1.5039
6.8542 | 1.5516
6.8611 | 1.4287
6.8681 | 1.6626
6.875 | 1.6427
6.8819 | 1.6658
6.8889 | 1.6267
6.8958 | 1.8232
6.9028 | 1.6405
6.9097 | 1.532
6.9167 | 1.7609
6.9236 | 1.7537
6.9306 | 1.759
6.9375 | 1.7584
6.9444 | 1.5707
6.9514 | 1.6236
6.9583 | 1.6561
6.9653 | 1.6959
6.9722 | 1.8106
6.9792 | 1.6011
6.9861 | 1.7301
6.9931 | 1.524
7 | 1.8364

## CSTR3
Unit overview
Name: | CSTR3
Sumo name: | CSTR3
Category: | Bioreactors
Unit: | CSTR
Type: | CSTR with diffused aeration and input DO
Settings
Reactor settings
Symbol | Name | Value | Unit | Comment
L.Vtrain | Volume per train | 2000 | m3
Ntrain | Number of trains | 1
htank | Tank depth | 5 | m
Aeration settings
Symbol | Name | Value | Unit | Comment
SO2 | Dissolved oxygen (O2) setpoint | 3 | g O2/m3 | List of Set SVs will appear here.
hsea | Elevation above sea level | 200 | m
hdiff,floor | Diffuser height from floor | 0.2 | m
ddiff | Diffuser floor density (diffuser area/tank area) | 0.1 | m2/m2
Adiff | Area per diffuser | 0.0373 | m2
Initial concentrations
Symbol | Name | Value | Unit | Comment
SVFA_0 | Volatile fatty acids (VFA) initial concentration | 0.01 | g COD/m3
SB_0 | Readily biodegradable substrate (non-VFA) initial concentration | 1 | g COD/m3
SMEOL_0 | Methanol (MEOL) initial concentration | 1e-40 | g COD/m3
CB_0 | Colloidal biodegradable substrate initial concentration | 0.01 | g COD/m3
XB_0 | Slowly biodegradable substrate initial concentration | 14 | g COD/m3
SU_0 | Soluble unbiodegradable organics initial concentration | 7 | g COD/m3
CU_0 | Colloidal unbiodegradable organics initial concentration | 0.01 | g COD/m3
XU_0 | Particulate unbiodegradable organics initial concentration | 1000 | g COD/m3
XPHA_0 | Stored polyhydroxyalkanoates (PHA) initial concentration | 222 | g COD/m3
XGLY_0 | Stored glycogen (GLY) initial concentration | 30 | g COD/m3
XE_0 | Endogenous decay products initial concentration | 300 | g COD/m3
XE,ana_0 | Anaerobic endogenous decay products initial concentration | 0.1 | g COD/m3
XOHO_0 | Ordinary heterotrophic organisms (OHO) initial concentration | 500 | g COD/m3
XCASTO_0 | Carbon storing organisms (CASTO) initial concentration | 700 | g COD/m3
XMEOLO_0 | Anoxic methanol utilizers (MEOLO) initial concentration | 1 | g COD/m3
XNITO_0 | Aerobic nitrifying organisms (NITO) initial concentration | 90 | g COD/m3
XAMETO_0 | Acidoclastic methanogens (AMETO) initial concentration | 0.3 | g COD/m3
XHMETO_0 | Hydrogenotrophic methanogens (HMETO) initial concentration | 0.2 | g COD/m3
SNHx_0 | Total ammonia (NHx) initial concentration | 1 | g N/m3
SNOx_0 | Nitrate and nitrite (NOx) initial concentration | 5 | g N/m3
SN2_0 | Dissolved nitrogen (N2) initial concentration | 18 | g N/m3
SN,B_0 | Soluble biodegradable organic N (from SB) initial concentration | 0.5 | g N/m3
XN,B_0 | Particulate biodegradable organic N (from XB) initial concentration | 1 | g N/m3
XN,U_0 | Particulate unbiodegradable organic N initial concentration | 10 | g N/m3
SPO4_0 | Orthophosphate (PO4) initial concentration | 0.5 | g P/m3
XPP_0 | Stored polyphosphate (PP) initial concentration | 140 | g P/m3
SP,B_0 | Soluble biodegradable organic P (from SB) initial concentration | 0.01 | g P/m3
XP,B_0 | Particulate biodegradable organic P (from XB) initial concentration | 0.5 | g P/m3
XP,U_0 | Particulate unbiodegradable organic P initial concentration | 2 | g P/m3
SCH4_0 | Dissolved methane (CH4) initial concentration | 0.01 | g COD/m3
SH2_0 | Dissolved hydrogen (H2) initial concentration | 0.01 | g COD/m3
SCO2_0 | Total inorganic carbon (CO2) initial concentration | 74 | g TIC/m3
XINORG_0 | Inorganics in influent and biomass initial concentration | 460 | g TSS/m3
SCAT_0 | Other strong cations (as Na+) initial concentration | 35 | g Na/m3
SAN_0 | Other strong anions (as Cl-) initial concentration | 150 | g Cl/m3
SCa_0 | Calcium initial concentration | 150 | g Ca/m3
SMg_0 | Magnesium initial concentration | 15 | g Mg/m3
SK_0 | Potassium initial concentration | 15 | g K/m3
SFe2_0 | Ferrous ion (Fe2) initial concentration | 1e-40 | g Fe/m3
XHFO,H_0 | Active hydrous ferric oxide, high surface (HFO,H) initial concentration | 1e-40 | g Fe/m3
XHFO,L_0 | Active hydrous ferric oxide, low surface (HFO,L) initial concentration | 1e-40 | g Fe/m3
XHFO,old_0 | Aged unused hydrous ferric oxide (HFO,old) initial concentration | 1e-40 | g Fe/m3
XHFO,H,P_0 | P-bound hydrous ferric oxide, high surface (HFO,H,P) initial concentration | 1e-40 | g Fe/m3
XHFO,L,P_0 | P-bound hydrous ferric oxide, low surface (HFO,L,P) initial concentration | 1e-40 | g Fe/m3
XHFO,H,P,old_0 | Aged used hydrous ferric oxide, high surface (HFO,H,P,old) initial concentration | 1e-40 | g Fe/m3
XHFO,L,P,old_0 | Aged used hydrous ferric oxide, low surface (HFO,L,P,old) initial concentration | 1e-40 | g Fe/m3
XHAO,H_0 | Active hydrous aluminium oxide, high surface (HAO,H) initial concentration | 1e-40 | g Al/m3
XHAO,L_0 | Active hydrous aluminium oxide, low surface (HAO,L) initial concentration | 1e-40 | g Al/m3
XHAO,old_0 | Aged unused hydrous aluminium oxide (HAO,old) initial concentration | 1e-40 | g Al/m3
XHAO,H,P_0 | P-bound hydrous aluminium oxide, high surface (HAO,H,P) initial concentration | 1e-40 | g Al/m3
XHAO,L,P_0 | P-bound hydrous aluminium oxide, low surface (HAO,L,P) initial concentration | 1e-40 | g Al/m3
XHAO,H,P,old_0 | Aged P-bound hydrous aluminium oxide, high surface (HAO,H,P,old) initial concentration | 1e-40 | g Al/m3
XHAO,L,P,old_0 | Aged P-bound hydrous aluminium oxide, low surface (HAO,L,P,old) initial concentration | 1e-40 | g Al/m3
XCaCO3_0 | Calcium carbonate (CaCO3) initial concentration | 1e-40 | g TSS/m3
XACP_0 | Amorphous calcium phosphate (ACP) initial concentration | 1e-40 | g TSS/m3
XBSH_0 | Brushite (BSH) initial concentration | 1e-40 | g TSS/m3
XSTR_0 | Struvite (STR) initial concentration | 1e-40 | g TSS/m3
XVivi_0 | Vivianite (Vivi) initial concentration | 1e-40 | g TSS/m3
H_0 | Enthalpy initial concentration | 83626 | kJ.m-3
SALPHA_0 | Alpha indicator initial concentration | 0.5
Off-gas concentrations
Symbol | Name | Value | Unit | Comment
GCO2,aer | Carbon dioxide gas (CO2) off-gas concentration under aerated conditions | 1.54 | %v/v
GCH4,aer | Methane gas (CH4) off-gas concentration under aerated conditions | 1e-40 | %v/v
GH2,aer | Hydrogen gas (H2) off-gas concentration under aerated conditions | 1e-40 | %v/v
GO2,aer | Oxygen gas (O2) off-gas concentration under aerated conditions | 18.84 | %v/v
GNH3,aer | Ammonia gas (NH3) off-gas concentration under aerated conditions | 1e-40 | %v/v
GN2,aer | Nitrogen gas (N2) off-gas concentration under aerated conditions | 79.62 | %v/v
GCO2,nonaer | Carbon dioxide gas (CO2) off-gas concentration under non-aerated conditions | 2.3 | %v/v
GCH4,nonaer | Methane gas (CH4) off-gas concentration under non-aerated conditions | 0.04 | %v/v
GH2,nonaer | Hydrogen gas (H2) off-gas concentration under non-aerated conditions | 3.16 | %v/v
GO2,nonaer | Oxygen gas (O2) off-gas concentration under non-aerated conditions | 1e-40 | %v/v
GNH3,nonaer | Ammonia gas (NH3) off-gas concentration under non-aerated conditions | 1e-40 | %v/v
GN2,nonaer | Nitrogen gas (N2) off-gas concentration under non-aerated conditions | 94.5 | %v/v
Aeration gas composition
Symbol | Name | Value | Unit | Comment
GCO2,air,inp | Carbon dioxide gas (CO2) in air input | 0.04 | %v/v
GCH4,air,inp | Methane gas (CH4) in air input | 1e-40 | %v/v
GH2,air,inp | Hydrogen gas (H2) in air input | 1e-40 | %v/v
GO2,air,inp | Oxygen gas (O2) in air input | 20.95 | %v/v
GNH3,air,inp | Ammonia gas (NH3) in air input | 1e-40 | %v/v
GN2,air,inp | Nitrogen gas (N2) in air input | 79.01 | %v/v
Advanced aeration settings
Symbol | Name | Value | Unit | Comment
fcover | Covered fraction of reactor surface | 0 | %
fwave | Waviness factor | 1.9
Tair | Field air temperature | 20 | °C
β | Beta correction factor | 0.95
Ffouling | Diffuser fouling factor | 0.8
fd,sat,eff | Effective saturation depth fraction | 0.5
Lair | Temperature lapse rate for air pressure calculations | 0.0065 | K/m
dbubble,aer | Bubble Sauter mean diameter under aerated conditions | 0.003 | m
dbubble,nonaer | Bubble Sauter mean diameter under non-aerated conditions | 0.01 | m
εgas,aer | Gas hold up under aerated conditions | 0.01 | m3 gas.m-3
εgas,nonaer | Gas hold up under non-aerated conditions | 0.001 | m3 gas.m-3
Oxygen transfer efficiency correlation parameters
Symbol | Name | Value | Unit | Comment
SSOTE0 | Intercept in SSOTE correlation | 7.77 | %/m
expSSOTE | Exponent (absolute value) in SSOTE correlation | 0.01041
SSOTEasym | Asymptote in SSOTE correlation | 5.75 | %/m
divd,diff | Divisor value in diffuser density correction term | 0.1173 | m2/m2
powd,diff | Power value in diffuser density correction term | 0.1329
coefflead,h,diff | Leading coefficient in diffuser submergence correction term | 0.011 | 1/m
powh,diff | Power value in diffuser submergence correction term | 1.6031
coefflin,h,diff | Linear coefficient in diffuser submergence correction term | -0.0229 | 1/m
Model specific parameters
Symbol | Name | Value | Unit | Comment
ηFLOC,Process,aer | Flocculation factor under aerated conditions | 0.25 |  | Only relevant for Sumo2C model
ηFLOC,Process,nonaer | Flocculation factor under non-aerated (mixed) conditions | 0.5 |  | Only relevant for Sumo2C model
Sanity check
Symbol | Name | Value | Unit | Comment
MLSScheckflag | MLSS sanity check | 10000 | g TSS/m3 | Above the value the graphics change as warning.
SO2,checkflag | Anoxic/Anaerobic tank section sign | 0.02 | g O2/m3 | Below the value the grapchics change as infromation about the condition.
Sumo1 - Key parameters
Symbol | Name | Value | Unit | Comment
KO2,NITO,AS | Half-saturation of O2 for NITOs (AS) | 0.4 | g O2/m3
Sumo1 - Aerobic nitrifying organism kinetics (NITO)
Symbol | Name | Value | Unit | Comment
KO2,NITO,AS | Half-saturation of O2 for NITOs (AS) | 0.4 | g O2/m3
DOrand | Enabled
No interpolation | Repeated every 168 hours
Time | SO2
d | g O2/m3
0 | 0.5
0.0069444 | 0.5
0.013889 | 0.5
0.020833 | 0.5
0.027778 | 0.5
0.034722 | 0.5
0.041667 | 0.5
0.048611 | 0.5
0.055556 | 0.52759
0.0625 | 0.93222
0.069444 | 0.8046
0.076389 | 0.60292
0.083333 | 0.5
0.090278 | 0.5
0.097222 | 1.1128
0.10417 | 2.67
0.11111 | 3
0.11806 | 3
0.125 | 2.0856
0.13194 | 0.5368
0.13889 | 0.5
0.14583 | 0.5
0.15278 | 0.5
0.15972 | 0.5
0.16667 | 0.5
0.17361 | 0.5
0.18056 | 0.5
0.1875 | 0.5
0.19444 | 0.5
0.20139 | 0.5
0.20833 | 0.5
0.21528 | 0.8778
0.22222 | 1.1068
0.22917 | 1.2825
0.23611 | 1.9081
0.24306 | 2.1087
0.25 | 1.6484
0.25694 | 1.6569
0.26389 | 2.0411
0.27083 | 2.5442
0.27778 | 3
0.28472 | 3
0.29167 | 3
0.29861 | 1.878
0.30556 | 1.2641
0.3125 | 1.1749
0.31944 | 1.7604
0.32639 | 2.9874
0.33333 | 3
0.34028 | 2.9095
0.34722 | 1.5402
0.35417 | 1.055
0.36111 | 0.91612
0.36806 | 0.88469
0.375 | 0.5
0.38194 | 0.5
0.38889 | 0.5
0.39583 | 0.5637
0.40278 | 3
0.40972 | 3
0.41667 | 3
0.42361 | 3
0.43056 | 1.6075
0.4375 | 0.73133
0.44444 | 0.5
0.45139 | 0.5
0.45833 | 0.5
0.46528 | 1.1659
0.47222 | 1.6642
0.47917 | 1.9318
0.48611 | 1.2359
0.49306 | 0.5
0.5 | 0.5
0.50694 | 1.6961
0.51389 | 2.4464
0.52083 | 2.1901
0.52778 | 1.3811
0.53472 | 0.57582
0.54167 | 0.5
0.54861 | 0.50245
0.55556 | 0.61685
0.5625 | 0.5
0.56944 | 0.5385
0.57639 | 0.93404
0.58333 | 0.8518
0.59028 | 0.93147
0.59722 | 1.6528
0.60417 | 2.1825
0.61111 | 1.6811
0.61806 | 0.5
0.625 | 0.5
0.63194 | 0.5
0.63889 | 0.69962
0.64583 | 1.2682
0.65278 | 1.5434
0.65972 | 1.3117
0.66667 | 1.0703
0.67361 | 1.9742
0.68056 | 2.5298
0.6875 | 2.1397
0.69444 | 2.2243
0.70139 | 2.8318
0.70833 | 3
0.71528 | 3
0.72222 | 3
0.72917 | 2.6501
0.73611 | 2.2984
0.74306 | 1.9173
0.75 | 1.6678
0.75694 | 1.738
0.76389 | 1.4393
0.77083 | 1.4893
0.77778 | 2.1931
0.78472 | 2.8602
0.79167 | 2.9273
0.79861 | 2.6444
0.80556 | 2.1635
0.8125 | 1.3403
0.81944 | 1.0527
0.82639 | 1.7052
0.83333 | 2.1841
0.84028 | 1.4246
0.84722 | 0.5
0.85417 | 0.5
0.86111 | 0.5
0.86806 | 0.5
0.875 | 0.5
0.88194 | 0.5
0.88889 | 0.5
0.89583 | 0.5
0.90278 | 0.5
0.90972 | 0.5
0.91667 | 0.5
0.92361 | 0.5
0.93056 | 1.3054
0.9375 | 3
0.94444 | 3
0.95139 | 2.6652
0.95833 | 1.227
0.96528 | 0.5
0.97222 | 0.5
0.97917 | 0.90845
0.98611 | 1.5705
0.99306 | 2.2055
1 | 2.9931
1.0069 | 2.5097
1.0139 | 1.5887
1.0208 | 0.86842
1.0278 | 0.5
1.0347 | 0.5
1.0417 | 0.5
1.0486 | 0.5
1.0556 | 0.5
1.0625 | 0.5
1.0694 | 0.5
1.0764 | 0.5
1.0833 | 0.5
1.0903 | 0.5
1.0972 | 1.0567
1.1042 | 2.105
1.1111 | 2.2578
1.1181 | 1.7787
1.125 | 1.688
1.1319 | 2.1248
1.1389 | 2.5747
1.1458 | 2.4995
1.1528 | 1.8293
1.1597 | 0.78494
1.1667 | 0.5
1.1736 | 0.85922
1.1806 | 0.9257
1.1875 | 0.5
1.1944 | 0.5
1.2014 | 0.5
1.2083 | 0.69828
1.2153 | 2.6138
1.2222 | 3
1.2292 | 3
1.2361 | 3
1.2431 | 2.5139
1.25 | 2.2732
1.2569 | 2.4907
1.2639 | 2.7327
1.2708 | 3
1.2778 | 3
1.2847 | 3
1.2917 | 1.8734
1.2986 | 0.5
1.3056 | 0.5
1.3125 | 0.5
1.3194 | 0.5
1.3264 | 1.1009
1.3333 | 0.67837
1.3403 | 0.5
1.3472 | 0.5
1.3542 | 1.2539
1.3611 | 2.8324
1.3681 | 3
1.375 | 3
1.3819 | 3
1.3889 | 2.2012
1.3958 | 0.5
1.4028 | 0.5
1.4097 | 0.5
1.4167 | 0.5
1.4236 | 1.9133
1.4306 | 3
1.4375 | 3
1.4444 | 3
1.4514 | 3
1.4583 | 3
1.4653 | 2.8355
1.4722 | 0.56163
1.4792 | 0.5
1.4861 | 0.83053
1.4931 | 2.1041
1.5 | 2.7084
1.5069 | 3
1.5139 | 2.9505
1.5208 | 2.6232
1.5278 | 3
1.5347 | 3
1.5417 | 2.1138
1.5486 | 0.89961
1.5556 | 0.5
1.5625 | 0.5
1.5694 | 0.5
1.5764 | 1.0809
1.5833 | 2.998
1.5903 | 3
1.5972 | 3
1.6042 | 2.4401
1.6111 | 1.0619
1.6181 | 0.5
1.625 | 1.1571
1.6319 | 2.4103
1.6389 | 3
1.6458 | 3
1.6528 | 2.8282
1.6597 | 1.661
1.6667 | 1.3323
1.6736 | 1.2884
1.6806 | 0.73307
1.6875 | 1.2439
1.6944 | 2.2196
1.7014 | 2.3011
1.7083 | 2.9109
1.7153 | 3
1.7222 | 2.5686
1.7292 | 2.1762
1.7361 | 2.1823
1.7431 | 1.4032
1.75 | 0.84069
1.7569 | 0.68704
1.7639 | 0.5
1.7708 | 0.5
1.7778 | 0.5
1.7847 | 0.5
1.7917 | 0.5
1.7986 | 0.5
1.8056 | 0.94513
1.8125 | 0.76144
1.8194 | 0.5
1.8264 | 0.5
1.8333 | 0.61993
1.8403 | 2.538
1.8472 | 3
1.8542 | 3
1.8611 | 3
1.8681 | 1.3272
1.875 | 0.5
1.8819 | 0.5
1.8889 | 0.5
1.8958 | 1.4295
1.9028 | 2.0039
1.9097 | 2.8428
1.9167 | 3
1.9236 | 3
1.9306 | 3
1.9375 | 3
1.9444 | 3
1.9514 | 3
1.9583 | 3
1.9653 | 3
1.9722 | 3
1.9792 | 2.4783
1.9861 | 0.81478
1.9931 | 0.5
2 | 0.5
2.0069 | 1.7246
2.0139 | 2.7106
2.0208 | 3
2.0278 | 3
2.0347 | 1.626
2.0417 | 0.60882
2.0486 | 0.5
2.0556 | 0.5
2.0625 | 0.5
2.0694 | 0.5
2.0764 | 0.5
2.0833 | 0.5
2.0903 | 0.5
2.0972 | 0.5
2.1042 | 0.5
2.1111 | 1.8828
2.1181 | 2.0756
2.125 | 1.1002
2.1319 | 0.60494
2.1389 | 1.2752
2.1458 | 2.2136
2.1528 | 3
2.1597 | 3
2.1667 | 3
2.1736 | 2.5122
2.1806 | 1.7534
2.1875 | 1.4109
2.1944 | 2.0846
2.2014 | 3
2.2083 | 2.5407
2.2153 | 1.1197
2.2222 | 0.5
2.2292 | 0.78423
2.2361 | 1.7186
2.2431 | 1.7609
2.25 | 0.52563
2.2569 | 0.5
2.2639 | 0.5
2.2708 | 0.5
2.2778 | 0.5
2.2847 | 0.5
2.2917 | 0.5
2.2986 | 0.5
2.3056 | 0.5
2.3125 | 0.5
2.3194 | 0.64768
2.3264 | 1.2131
2.3333 | 1.2445
2.3403 | 0.88684
2.3472 | 0.5
2.3542 | 0.5
2.3611 | 0.5
2.3681 | 0.5
2.375 | 0.5
2.3819 | 0.5
2.3889 | 1.019
2.3958 | 2.0927
2.4028 | 2.5498
2.4097 | 2.3839
2.4167 | 2.0303
2.4236 | 1.6376
2.4306 | 1.6006
2.4375 | 2.4028
2.4444 | 3
2.4514 | 3
2.4583 | 3
2.4653 | 2.9804
2.4722 | 2.072
2.4792 | 1.2777
2.4861 | 0.61864
2.4931 | 0.78976
2.5 | 0.80539
2.5069 | 0.5
2.5139 | 1.0783
2.5208 | 1.4694
2.5278 | 0.86975
2.5347 | 0.66708
2.5417 | 1.0599
2.5486 | 1.6819
2.5556 | 2.0057
2.5625 | 1.9115
2.5694 | 1.9394
2.5764 | 2.5049
2.5833 | 2.8983
2.5903 | 2.4384
2.5972 | 1.0733
2.6042 | 0.5
2.6111 | 0.5
2.6181 | 0.5
2.625 | 1.9511
2.6319 | 2.0601
2.6389 | 1.352
2.6458 | 0.91651
2.6528 | 0.5601
2.6597 | 0.63022
2.6667 | 0.87378
2.6736 | 0.5
2.6806 | 0.5
2.6875 | 0.5
2.6944 | 0.77253
2.7014 | 1.1109
2.7083 | 1.8877
2.7153 | 1.8679
2.7222 | 0.70513
2.7292 | 0.5
2.7361 | 0.5
2.7431 | 0.5
2.75 | 0.5
2.7569 | 0.5
2.7639 | 0.5
2.7708 | 0.5
2.7778 | 0.5
2.7847 | 1.1403
2.7917 | 1.2416
2.7986 | 1.0896
2.8056 | 1.3213
2.8125 | 2.0151
2.8194 | 3
2.8264 | 3
2.8333 | 3
2.8403 | 1.1858
2.8472 | 0.5
2.8542 | 0.5
2.8611 | 0.5
2.8681 | 0.81432
2.875 | 1.1651
2.8819 | 1.2456
2.8889 | 1.841
2.8958 | 2.5795
2.9028 | 3
2.9097 | 3
2.9167 | 3
2.9236 | 3
2.9306 | 3
2.9375 | 2.7093
2.9444 | 1.9463
2.9514 | 1.6705
2.9583 | 1.331
2.9653 | 1.9038
2.9722 | 2.971
2.9792 | 2.851
2.9861 | 2.4244
2.9931 | 2.7559
3 | 2.6092
3.0069 | 2.6031
3.0139 | 3
3.0208 | 3
3.0278 | 3
3.0347 | 2.1877
3.0417 | 1.1134
3.0486 | 0.50383
3.0556 | 0.70164
3.0625 | 1.7574
3.0694 | 2.4965
3.0764 | 1.9854
3.0833 | 1.2871
3.0903 | 0.98191
3.0972 | 0.81011
3.1042 | 1.0024
3.1111 | 0.94219
3.1181 | 0.5
3.125 | 0.5
3.1319 | 0.50528
3.1389 | 2.0493
3.1458 | 3
3.1528 | 3
3.1597 | 1.9542
3.1667 | 0.51642
3.1736 | 0.5
3.1806 | 1.372
3.1875 | 2.6449
3.1944 | 3
3.2014 | 3
3.2083 | 2.9741
3.2153 | 2.661
3.2222 | 3
3.2292 | 2.7622
3.2361 | 1.817
3.2431 | 0.69686
3.25 | 0.5
3.2569 | 0.5
3.2639 | 0.5
3.2708 | 1.9708
3.2778 | 2.7593
3.2847 | 3
3.2917 | 3
3.2986 | 3
3.3056 | 2.6325
3.3125 | 2.9576
3.3194 | 3
3.3264 | 3
3.3333 | 3
3.3403 | 2.7385
3.3472 | 1.4738
3.3542 | 1.4116
3.3611 | 1.5366
3.3681 | 1.881
3.375 | 2.4165
3.3819 | 2.8022
3.3889 | 2.8076
3.3958 | 2.525
3.4028 | 2.3575
3.4097 | 2.2202
3.4167 | 2.2801
3.4236 | 2.2137
3.4306 | 1.6374
3.4375 | 0.68344
3.4444 | 0.5
3.4514 | 0.50139
3.4583 | 0.86692
3.4653 | 0.55003
3.4722 | 0.5
3.4792 | 0.5
3.4861 | 1.1958
3.4931 | 3
3.5 | 3
3.5069 | 3
3.5139 | 3
3.5208 | 1.839
3.5278 | 1.4239
3.5347 | 1.7481
3.5417 | 2.1037
3.5486 | 2.217
3.5556 | 1.7154
3.5625 | 1.4987
3.5694 | 1.5584
3.5764 | 1.0769
3.5833 | 0.5
3.5903 | 0.5
3.5972 | 0.55307
3.6042 | 0.5539
3.6111 | 0.59484
3.6181 | 0.62837
3.625 | 0.59576
3.6319 | 0.90277
3.6389 | 1.6244
3.6458 | 1.5375
3.6528 | 0.5
3.6597 | 0.5
3.6667 | 0.5
3.6736 | 0.5
3.6806 | 1.4872
3.6875 | 3
3.6944 | 3
3.7014 | 2.1867
3.7083 | 0.5
3.7153 | 0.5
3.7222 | 0.5
3.7292 | 0.5
3.7361 | 1.2528
3.7431 | 1.0591
3.75 | 0.67975
3.7569 | 0.5
3.7639 | 0.83203
3.7708 | 2.5847
3.7778 | 3
3.7847 | 3
3.7917 | 2.3283
3.7986 | 0.92005
3.8056 | 0.5
3.8125 | 0.5
3.8194 | 0.5
3.8264 | 0.5
3.8333 | 0.5
3.8403 | 0.5
3.8472 | 0.5
3.8542 | 1.0067
3.8611 | 2.2497
3.8681 | 2.3449
3.875 | 2.1989
3.8819 | 2.1094
3.8889 | 1.4545
3.8958 | 0.71562
3.9028 | 0.5
3.9097 | 0.5
3.9167 | 0.5
3.9236 | 0.5
3.9306 | 0.5
3.9375 | 0.5
3.9444 | 0.69282
3.9514 | 1.5305
3.9583 | 1.6557
3.9653 | 1.3933
3.9722 | 1.4335
3.9792 | 1.4732
3.9861 | 1.8608
3.9931 | 2.8438
4 | 3
4.0069 | 2.3932
4.0139 | 1.1593
4.0208 | 0.5
4.0278 | 0.5
4.0347 | 0.5
4.0417 | 0.5
4.0486 | 1.9226
4.0556 | 3
4.0625 | 3
4.0694 | 3
4.0764 | 3
4.0833 | 1.3262
4.0903 | 1.0264
4.0972 | 2.3032
4.1042 | 3
4.1111 | 3
4.1181 | 3
4.125 | 3
4.1319 | 2.0472
4.1389 | 1.743
4.1458 | 1.595
4.1528 | 0.70556
4.1597 | 0.5
4.1667 | 0.5
4.1736 | 0.5
4.1806 | 0.5
4.1875 | 0.62836
4.1944 | 0.5
4.2014 | 0.5
4.2083 | 0.89292
4.2153 | 1.7098
4.2222 | 2.5863
4.2292 | 3
4.2361 | 3
4.2431 | 3
4.25 | 3
4.2569 | 1.2993
4.2639 | 0.5
4.2708 | 0.5
4.2778 | 0.5
4.2847 | 1.178
4.2917 | 1.6182
4.2986 | 1.8566
4.3056 | 1.7431
4.3125 | 1.2448
4.3194 | 0.5
4.3264 | 0.5
4.3333 | 0.5
4.3403 | 0.59007
4.3472 | 1.4918
4.3542 | 1.9185
4.3611 | 2.1578
4.3681 | 1.5236
4.375 | 0.98834
4.3819 | 0.5
4.3889 | 0.5
4.3958 | 0.5
4.4028 | 0.5
4.4097 | 1.6702
4.4167 | 2.4862
4.4236 | 2.6193
4.4306 | 1.4613
4.4375 | 0.5
4.4444 | 0.5
4.4514 | 1.3962
4.4583 | 2.7515
4.4653 | 2.9541
4.4722 | 1.7393
4.4792 | 0.5
4.4861 | 0.5
4.4931 | 0.77472
4.5 | 1.1974
4.5069 | 1.5342
4.5139 | 1.5095
4.5208 | 1.3285
4.5278 | 1.5158
4.5347 | 1.4906
4.5417 | 0.95998
4.5486 | 0.71834
4.5556 | 0.5
4.5625 | 0.5
4.5694 | 0.5
4.5764 | 0.5
4.5833 | 0.65544
4.5903 | 1.1739
4.5972 | 1.2103
4.6042 | 0.82743
4.6111 | 1.0101
4.6181 | 1.2073
4.625 | 0.80507
4.6319 | 0.61414
4.6389 | 0.83226
4.6458 | 1.343
4.6528 | 2.3103
4.6597 | 3
4.6667 | 2.4891
4.6736 | 1.3584
4.6806 | 1.1343
4.6875 | 2.227
4.6944 | 3
4.7014 | 3
4.7083 | 3
4.7153 | 1.1576
4.7222 | 0.5
4.7292 | 0.74785
4.7361 | 2.4406
4.7431 | 3
4.75 | 2.8553
4.7569 | 1.2379
4.7639 | 0.5
4.7708 | 0.5
4.7778 | 0.6383
4.7847 | 2.4131
4.7917 | 3
4.7986 | 2.527
4.8056 | 1.7515
4.8125 | 0.77223
4.8194 | 0.5
4.8264 | 0.85018
4.8333 | 0.75042
4.8403 | 0.5
4.8472 | 0.5
4.8542 | 0.5
4.8611 | 0.5
4.8681 | 0.5
4.875 | 0.5
4.8819 | 0.5
4.8889 | 0.5
4.8958 | 0.5
4.9028 | 0.5
4.9097 | 0.87713
4.9167 | 1.0357
4.9236 | 2.1375
4.9306 | 3
4.9375 | 3
4.9444 | 3
4.9514 | 2.0413
4.9583 | 1.8593
4.9653 | 2.5479
4.9722 | 3
4.9792 | 3
4.9861 | 2.4314
4.9931 | 1.0284
5 | 0.5
5.0069 | 0.77777
5.0139 | 1.7179
5.0208 | 3
5.0278 | 3
5.0347 | 3
5.0417 | 2.192
5.0486 | 1.1765
5.0556 | 0.6068
5.0625 | 0.71238
5.0694 | 1.4033
5.0764 | 1.7688
5.0833 | 2.231
5.0903 | 2.7617
5.0972 | 2.4486
5.1042 | 1.2136
5.1111 | 0.5
5.1181 | 0.5
5.125 | 0.5
5.1319 | 0.5
5.1389 | 1.3869
5.1458 | 2.5857
5.1528 | 2.9653
5.1597 | 2.4494
5.1667 | 2.1036
5.1736 | 2.6384
5.1806 | 3
5.1875 | 3
5.1944 | 3
5.2014 | 2.7966
5.2083 | 2.1852
5.2153 | 2.8295
5.2222 | 2.8546
5.2292 | 2.0273
5.2361 | 2.0979
5.2431 | 2.0027
5.25 | 1.7366
5.2569 | 2.1195
5.2639 | 2.2339
5.2708 | 1.96
5.2778 | 1.3084
5.2847 | 0.5
5.2917 | 0.5
5.2986 | 0.61695
5.3056 | 0.80096
5.3125 | 1.6202
5.3194 | 2.2537
5.3264 | 2.3836
5.3333 | 2.8501
5.3403 | 2.7012
5.3472 | 1.8463
5.3542 | 1.9485
5.3611 | 3
5.3681 | 3
5.375 | 3
5.3819 | 3
5.3889 | 3
5.3958 | 3
5.4028 | 3
5.4097 | 3
5.4167 | 3
5.4236 | 3
5.4306 | 3
5.4375 | 2.8979
5.4444 | 1.7202
5.4514 | 0.5
5.4583 | 0.5
5.4653 | 0.5
5.4722 | 0.5
5.4792 | 0.5
5.4861 | 1.1976
5.4931 | 1.7291
5.5 | 1.3223
5.5069 | 0.5
5.5139 | 0.5
5.5208 | 0.5
5.5278 | 0.5
5.5347 | 0.74698
5.5417 | 1.6638
5.5486 | 1.7138
5.5556 | 1.5822
5.5625 | 1.9018
5.5694 | 1.985
5.5764 | 1.9639
5.5833 | 2.375
5.5903 | 2.6157
5.5972 | 2.04
5.6042 | 1.3096
5.6111 | 0.5
5.6181 | 0.5
5.625 | 0.5
5.6319 | 0.5
5.6389 | 1.6162
5.6458 | 1.6719
5.6528 | 0.53565
5.6597 | 0.5
5.6667 | 0.90353
5.6736 | 2.3887
5.6806 | 2.9371
5.6875 | 2.1976
5.6944 | 0.5
5.7014 | 0.5
5.7083 | 0.5
5.7153 | 0.5
5.7222 | 1.3089
5.7292 | 2.6788
5.7361 | 3
5.7431 | 3
5.75 | 1.9018
5.7569 | 0.5
5.7639 | 0.5
5.7708 | 0.72072
5.7778 | 2.0962
5.7847 | 3
5.7917 | 2.8306
5.7986 | 1.8322
5.8056 | 1.6117
5.8125 | 1.6819
5.8194 | 0.97434
5.8264 | 0.5
5.8333 | 0.5
5.8403 | 0.5
5.8472 | 0.80307
5.8542 | 1.1431
5.8611 | 0.69783
5.8681 | 0.5
5.875 | 0.5
5.8819 | 0.5
5.8889 | 0.5
5.8958 | 0.5
5.9028 | 2.0593
5.9097 | 3
5.9167 | 3
5.9236 | 2.0927
5.9306 | 0.5
5.9375 | 0.5
5.9444 | 0.5
5.9514 | 0.62521
5.9583 | 0.95043
5.9653 | 0.80183
5.9722 | 0.67112
5.9792 | 0.63525
5.9861 | 1.2969
5.9931 | 2.1986
6 | 2.5651
6.0069 | 2.7802
6.0139 | 2.1818
6.0208 | 0.61059
6.0278 | 0.5
6.0347 | 0.5
6.0417 | 0.5
6.0486 | 0.5
6.0556 | 0.5
6.0625 | 0.5
6.0694 | 0.5
6.0764 | 0.5
6.0833 | 0.5
6.0903 | 0.5
6.0972 | 1.0129
6.1042 | 1.3662
6.1111 | 0.91433
6.1181 | 0.5
6.125 | 0.5
6.1319 | 0.5
6.1389 | 0.5
6.1458 | 0.5
6.1528 | 0.5
6.1597 | 0.5
6.1667 | 0.5
6.1736 | 0.5
6.1806 | 0.5
6.1875 | 0.5
6.1944 | 0.5
6.2014 | 0.5
6.2083 | 0.5
6.2153 | 0.5
6.2222 | 0.5
6.2292 | 0.90959
6.2361 | 1.6021
6.2431 | 2.3202
6.25 | 2.2351
6.2569 | 2.0954
6.2639 | 2.4325
6.2708 | 2.597
6.2778 | 2.3154
6.2847 | 1.9521
6.2917 | 1.5288
6.2986 | 0.86916
6.3056 | 0.64711
6.3125 | 1.236
6.3194 | 2.086
6.3264 | 3
6.3333 | 3
6.3403 | 3
6.3472 | 3
6.3542 | 2.3204
6.3611 | 0.5
6.3681 | 0.5
6.375 | 0.5
6.3819 | 1.2433
6.3889 | 2.6224
6.3958 | 2.9079
6.4028 | 1.8824
6.4097 | 1.3219
6.4167 | 0.92178
6.4236 | 0.5
6.4306 | 0.5
6.4375 | 0.68363
6.4444 | 0.84715
6.4514 | 1.4334
6.4583 | 2.1533
6.4653 | 1.9317
6.4722 | 1.3504
6.4792 | 0.51151
6.4861 | 0.5
6.4931 | 0.5
6.5 | 1.0787
6.5069 | 2.5825
6.5139 | 3
6.5208 | 2.7104
6.5278 | 2.0608
6.5347 | 1.95
6.5417 | 1.9188
6.5486 | 1.4427
6.5556 | 0.5
6.5625 | 0.5
6.5694 | 0.82248
6.5764 | 2.164
6.5833 | 3
6.5903 | 3
6.5972 | 2.2503
6.6042 | 2.5578
6.6111 | 3
6.6181 | 3
6.625 | 2.9772
6.6319 | 2.7188
6.6389 | 2.2406
6.6458 | 1.6229
6.6528 | 1.1976
6.6597 | 0.5
6.6667 | 0.5
6.6736 | 0.5
6.6806 | 0.5
6.6875 | 0.5
6.6944 | 1.4957
6.7014 | 3
6.7083 | 3
6.7153 | 3
6.7222 | 2.4759
6.7292 | 1.4183
6.7361 | 1.0437
6.7431 | 2.2592
6.75 | 3
6.7569 | 3
6.7639 | 2.5013
6.7708 | 1.3444
6.7778 | 0.5
6.7847 | 0.5
6.7917 | 0.5
6.7986 | 0.5
6.8056 | 0.5
6.8125 | 0.5
6.8194 | 0.5
6.8264 | 0.5
6.8333 | 0.5
6.8403 | 0.5
6.8472 | 0.5
6.8542 | 0.5
6.8611 | 1.1025
6.8681 | 2.0935
6.875 | 2.5651
6.8819 | 3
6.8889 | 3
6.8958 | 2.5467
6.9028 | 1.7254
6.9097 | 1.555
6.9167 | 1.941
6.9236 | 2.9515
6.9306 | 3
6.9375 | 3
6.9444 | 2.6337
6.9514 | 1.5888
6.9583 | 1.953
6.9653 | 3
6.9722 | 3
6.9792 | 2.9655
6.9861 | 1.9591
6.9931 | 0.5
7 | 0.5
DOsmallrange | Disabled
No interpolation
Time | SO2
d | g O2/m3
0 | 0.98758
0.0069444 | 0.74585
0.013889 | 1.0277
0.020833 | 0.9804
0.027778 | 0.98038
0.034722 | 0.96943
0.041667 | 0.88711
0.048611 | 1.0194
0.055556 | 0.93929
0.0625 | 0.91716
0.069444 | 1.0536
0.076389 | 1.0109
0.083333 | 0.88779
0.090278 | 1.0046
0.097222 | 0.87614
0.10417 | 1.0638
0.11111 | 1.1145
0.11806 | 0.99841
0.125 | 1.0661
0.13194 | 0.74545
0.13889 | 1.0012
0.14583 | 0.89837
0.15278 | 0.98844
0.15972 | 0.92237
0.16667 | 0.88602
0.17361 | 1.032
0.18056 | 0.94285
0.1875 | 0.837
0.19444 | 0.90636
0.20139 | 0.97214
0.20833 | 0.99154
0.21528 | 0.91163
0.22222 | 1.0512
0.22917 | 0.99274
0.23611 | 1.0019
0.24306 | 0.96066
0.25 | 1.2026
0.25694 | 1.013
0.26389 | 0.93976
0.27083 | 1.0933
0.27778 | 1.1445
0.28472 | 1
0.29167 | 1.2847
0.29861 | 0.96141
0.30556 | 1.015
0.3125 | 0.96828
0.31944 | 0.98372
0.32639 | 1.0819
0.33333 | 1.0082
0.34028 | 1.1956
0.34722 | 1.0195
0.35417 | 0.76673
0.36111 | 0.94056
0.36806 | 1.1096
0.375 | 0.98045
0.38194 | 0.80845
0.38889 | 0.92814
0.39583 | 0.7871
0.40278 | 1.2699
0.40972 | 1.1451
0.41667 | 1.1153
0.42361 | 1.0393
0.43056 | 1.0799
0.4375 | 0.80854
0.44444 | 0.94145
0.45139 | 1.0059
0.45833 | 0.94082
0.46528 | 0.75644
0.47222 | 1.188
0.47917 | 0.98159
0.48611 | 1.002
0.49306 | 0.94242
0.5 | 0.91991
0.50694 | 0.96936
0.51389 | 1.1764
0.52083 | 1.0136
0.52778 | 0.95216
0.53472 | 0.87401
0.54167 | 1.0611
0.54861 | 0.94002
0.55556 | 1.0399
0.5625 | 0.87597
0.56944 | 1.05
0.57639 | 0.95336
0.58333 | 0.99848
0.59028 | 0.96196
0.59722 | 0.95861
0.60417 | 1.0181
0.61111 | 1.1198
0.61806 | 0.89668
0.625 | 0.89041
0.63194 | 0.83441
0.63889 | 1.138
0.64583 | 1.0683
0.65278 | 0.9396
0.65972 | 0.9596
0.66667 | 1.049
0.67361 | 1.0686
0.68056 | 0.89476
0.6875 | 1.2274
0.69444 | 1.0931
0.70139 | 0.89007
0.70833 | 1.1034
0.71528 | 1.0854
0.72222 | 1.0467
0.72917 | 1.0114
0.73611 | 0.94221
0.74306 | 1.1823
0.75 | 1.0397
0.75694 | 0.94982
0.76389 | 0.88219
0.77083 | 1.2199
0.77778 | 0.94947
0.78472 | 1.0208
0.79167 | 1.0119
0.79861 | 1.1298
0.80556 | 1.0616
0.8125 | 0.85309
0.81944 | 1.0293
0.82639 | 0.99736
0.83333 | 1.013
0.84028 | 1.0461
0.84722 | 0.86244
0.85417 | 0.90757
0.86111 | 0.81898
0.86806 | 0.95358
0.875 | 0.96129
0.88194 | 0.90227
0.88889 | 0.80358
0.89583 | 0.90859
0.90278 | 0.90935
0.90972 | 0.9508
0.91667 | 0.99735
0.92361 | 1.0236
0.93056 | 1.0792
0.9375 | 1.0862
0.94444 | 0.86025
0.95139 | 0.93289
0.95833 | 1.0263
0.96528 | 0.92939
0.97222 | 1.1682
0.97917 | 0.88908
0.98611 | 1.0291
0.99306 | 1.0539
1 | 1.0699
1.0069 | 0.79373
1.0139 | 0.91251
1.0208 | 1.0167
1.0278 | 0.96631
1.0347 | 0.74596
1.0417 | 0.9615
1.0486 | 1.0461
1.0556 | 0.80193
1.0625 | 0.93595
1.0694 | 0.8819
1.0764 | 0.99144
1.0833 | 1.049
1.0903 | 0.97056
1.0972 | 1.0858
1.1042 | 0.99709
1.1111 | 0.92894
1.1181 | 1.0795
1.125 | 1.1295
1.1319 | 0.98648
1.1389 | 0.85963
1.1458 | 0.97739
1.1528 | 0.97765
1.1597 | 1.0031
1.1667 | 1.0063
1.1736 | 0.81714
1.1806 | 0.93487
1.1875 | 0.99159
1.1944 | 1.014
1.2014 | 1.0733
1.2083 | 1.0186
1.2153 | 1.0013
1.2222 | 1.0994
1.2292 | 0.93685
1.2361 | 0.99307
1.2431 | 1.1213
1.25 | 1.0645
1.2569 | 0.95225
1.2639 | 1.0825
1.2708 | 0.97785
1.2778 | 1.0645
1.2847 | 0.9088
1.2917 | 0.78774
1.2986 | 1.1419
1.3056 | 0.89761
1.3125 | 1.074
1.3194 | 0.97792
1.3264 | 0.96046
1.3333 | 0.96049
1.3403 | 1.152
1.3472 | 1.0293
1.3542 | 1.1196
1.3611 | 1.0946
1.3681 | 1.0003
1.375 | 1.0036
1.3819 | 0.88171
1.3889 | 0.85987
1.3958 | 0.97908
1.4028 | 1.0204
1.4097 | 1.107
1.4167 | 1.0751
1.4236 | 1.1264
1.4306 | 1.1622
1.4375 | 1.1123
1.4444 | 1.1058
1.4514 | 0.89671
1.4583 | 0.97973
1.4653 | 0.95633
1.4722 | 1.0772
1.4792 | 1.1375
1.4861 | 0.96513
1.4931 | 1.0115
1.5 | 1.042
1.5069 | 1.0826
1.5139 | 0.8797
1.5208 | 1.0637
1.5278 | 1.1241
1.5347 | 0.89582
1.5417 | 0.8141
1.5486 | 0.95997
1.5556 | 0.88587
1.5625 | 1.2125
1.5694 | 1.0423
1.5764 | 1.1414
1.5833 | 1.0296
1.5903 | 0.95393
1.5972 | 0.9068
1.6042 | 1.0225
1.6111 | 0.98384
1.6181 | 1.0779
1.625 | 1.0107
1.6319 | 0.99513
1.6389 | 0.96644
1.6458 | 0.81121
1.6528 | 1.0542
1.6597 | 0.98879
1.6667 | 0.93941
1.6736 | 1.0698
1.6806 | 1.1729
1.6875 | 0.94668
1.6944 | 1.1181
1.7014 | 1.0767
1.7083 | 0.92818
1.7153 | 1.0753
1.7222 | 0.98492
1.7292 | 0.89864
1.7361 | 1.0097
1.7431 | 0.91868
1.75 | 0.80002
1.7569 | 0.90839
1.7639 | 0.9391
1.7708 | 0.98018
1.7778 | 1.0554
1.7847 | 0.80819
1.7917 | 1.0552
1.7986 | 0.89589
1.8056 | 0.91828
1.8125 | 1.0586
1.8194 | 1.0487
1.8264 | 1.0806
1.8333 | 1.048
1.8403 | 0.98912
1.8472 | 0.92424
1.8542 | 1.0233
1.8611 | 0.934
1.8681 | 1.0065
1.875 | 1.0166
1.8819 | 1.0871
1.8889 | 0.94024
1.8958 | 1.1455
1.9028 | 1.1294
1.9097 | 1.1975
1.9167 | 1.062
1.9236 | 1.0642
1.9306 | 1.0412
1.9375 | 1.1043
1.9444 | 1.1301
1.9514 | 1.0115
1.9583 | 0.91306
1.9653 | 1.0108
1.9722 | 0.98235
1.9792 | 0.90472
1.9861 | 1.0919
1.9931 | 1.0698
2 | 1.0105
2.0069 | 0.99261
2.0139 | 0.99785
2.0208 | 0.90933
2.0278 | 0.97866
2.0347 | 0.98894
2.0417 | 0.9181
2.0486 | 1.217
2.0556 | 0.90327
2.0625 | 0.95246
2.0694 | 0.87918
2.0764 | 0.89855
2.0833 | 1.1234
2.0903 | 0.97801
2.0972 | 1.0571
2.1042 | 0.93471
2.1111 | 0.88698
2.1181 | 1.1058
2.125 | 1.0393
2.1319 | 0.90185
2.1389 | 1.0996
2.1458 | 1.0851
2.1528 | 1.0007
2.1597 | 0.96385
2.1667 | 0.90586
2.1736 | 1.2152
2.1806 | 1.0403
2.1875 | 1.0131
2.1944 | 0.8678
2.2014 | 0.96277
2.2083 | 1.1385
2.2153 | 1.0141
2.2222 | 0.93257
2.2292 | 0.80217
2.2361 | 0.93557
2.2431 | 0.90043
2.25 | 0.89798
2.2569 | 0.95801
2.2639 | 0.93437
2.2708 | 0.80865
2.2778 | 0.83248
2.2847 | 0.9986
2.2917 | 0.91793
2.2986 | 1.1501
2.3056 | 0.92597
2.3125 | 0.98131
2.3194 | 0.97839
2.3264 | 0.92427
2.3333 | 0.96459
2.3403 | 0.85617
2.3472 | 0.90331
2.3542 | 0.8279
2.3611 | 1.069
2.3681 | 1.0605
2.375 | 0.92603
2.3819 | 1.1778
2.3889 | 0.92993
2.3958 | 1.034
2.4028 | 1.0057
2.4097 | 0.93651
2.4167 | 1.0654
2.4236 | 1.1656
2.4306 | 0.82621
2.4375 | 0.99747
2.4444 | 1.22
2.4514 | 0.91454
2.4583 | 0.9094
2.4653 | 1.0015
2.4722 | 1.0664
2.4792 | 0.94955
2.4861 | 0.96441
2.4931 | 1.0281
2.5 | 0.74205
2.5069 | 1.1197
2.5139 | 0.96133
2.5208 | 1.0275
2.5278 | 1.0313
2.5347 | 0.8424
2.5417 | 1.1571
2.5486 | 1.0702
2.5556 | 0.95516
2.5625 | 0.93925
2.5694 | 0.91228
2.5764 | 0.90242
2.5833 | 1.0717
2.5903 | 1.0852
2.5972 | 0.92705
2.6042 | 0.9608
2.6111 | 0.94747
2.6181 | 1.1839
2.625 | 0.88141
2.6319 | 0.84109
2.6389 | 1.0417
2.6458 | 0.91425
2.6528 | 0.92547
2.6597 | 1.1288
2.6667 | 0.92855
2.6736 | 1.0402
2.6806 | 1.0329
2.6875 | 0.9134
2.6944 | 0.95756
2.7014 | 0.95679
2.7083 | 1.1008
2.7153 | 0.78009
2.7222 | 0.95672
2.7292 | 0.95167
2.7361 | 0.90147
2.7431 | 1.0143
2.75 | 1.0116
2.7569 | 0.99849
2.7639 | 0.91965
2.7708 | 1.0058
2.7778 | 1.0583
2.7847 | 1.0534
2.7917 | 1.0079
2.7986 | 1.0928
2.8056 | 0.63573
2.8125 | 0.86602
2.8194 | 1.0796
2.8264 | 0.97785
2.8333 | 0.97358
2.8403 | 1.0164
2.8472 | 0.9651
2.8542 | 1.0541
2.8611 | 0.96018
2.8681 | 1.0393
2.875 | 1.0244
2.8819 | 1.0827
2.8889 | 0.98996
2.8958 | 1.1052
2.9028 | 1.0194
2.9097 | 0.83006
2.9167 | 1.0882
2.9236 | 1.159
2.9306 | 0.89614
2.9375 | 1.3625
2.9444 | 1.0187
2.9514 | 1.0837
2.9583 | 0.82979
2.9653 | 1.0892
2.9722 | 1.0266
2.9792 | 1.008
2.9861 | 1.3064
2.9931 | 1.027
3 | 1.0111
3.0069 | 0.75363
3.0139 | 1.0084
3.0208 | 1.0649
3.0278 | 0.95851
3.0347 | 1.0288
3.0417 | 1.03
3.0486 | 0.94381
3.0556 | 1.0128
3.0625 | 0.99382
3.0694 | 0.96797
3.0764 | 1.0268
3.0833 | 0.78701
3.0903 | 0.9443
3.0972 | 0.98565
3.1042 | 1.15
3.1111 | 1.0251
3.1181 | 1.0545
3.125 | 0.93738
3.1319 | 0.96453
3.1389 | 0.95905
3.1458 | 1.1519
3.1528 | 0.9828
3.1597 | 1.1043
3.1667 | 1.0582
3.1736 | 1.1058
3.1806 | 0.77914
3.1875 | 1.2427
3.1944 | 1.1174
3.2014 | 0.96343
3.2083 | 0.84305
3.2153 | 0.95174
3.2222 | 1.013
3.2292 | 1.0058
3.2361 | 0.98474
3.2431 | 1.1797
3.25 | 1.0152
3.2569 | 1.0522
3.2639 | 1.0202
3.2708 | 0.83275
3.2778 | 0.99117
3.2847 | 1.0621
3.2917 | 1.0534
3.2986 | 0.9097
3.3056 | 1.0135
3.3125 | 1.015
3.3194 | 1.0292
3.3264 | 1.0092
3.3333 | 1.0413
3.3403 | 1.0512
3.3472 | 1.159
3.3542 | 0.96189
3.3611 | 1.0925
3.3681 | 0.9821
3.375 | 1.0564
3.3819 | 0.96686
3.3889 | 0.86092
3.3958 | 1.0713
3.4028 | 0.97679
3.4097 | 1.0132
3.4167 | 0.9096
3.4236 | 0.925
3.4306 | 0.89268
3.4375 | 1.18
3.4444 | 1.1559
3.4514 | 1.2033
3.4583 | 0.97668
3.4653 | 1.1013
3.4722 | 0.96764
3.4792 | 1.1003
3.4861 | 0.98283
3.4931 | 1.0978
3.5 | 0.9024
3.5069 | 1.086
3.5139 | 0.86163
3.5208 | 1.1346
3.5278 | 0.97017
3.5347 | 0.79205
3.5417 | 0.89043
3.5486 | 1.023
3.5556 | 0.98581
3.5625 | 0.93995
3.5694 | 0.93968
3.5764 | 1.0322
3.5833 | 1.0503
3.5903 | 0.92064
3.5972 | 1.1046
3.6042 | 0.88107
3.6111 | 0.93608
3.6181 | 0.78268
3.625 | 1.0027
3.6319 | 1.0805
3.6389 | 1.058
3.6458 | 0.99142
3.6528 | 0.90377
3.6597 | 0.99807
3.6667 | 0.9563
3.6736 | 0.97837
3.6806 | 0.96533
3.6875 | 1.2313
3.6944 | 0.96919
3.7014 | 0.91915
3.7083 | 1.0834
3.7153 | 1.1029
3.7222 | 1.0816
3.7292 | 1.0177
3.7361 | 0.94784
3.7431 | 0.96327
3.75 | 0.98985
3.7569 | 0.92205
3.7639 | 0.9599
3.7708 | 0.82988
3.7778 | 0.88324
3.7847 | 1.1102
3.7917 | 0.90458
3.7986 | 0.98606
3.8056 | 1.0288
3.8125 | 1.0995
3.8194 | 0.94963
3.8264 | 0.92591
3.8333 | 1.1494
3.8403 | 0.98179
3.8472 | 0.92556
3.8542 | 0.93632
3.8611 | 0.97382
3.8681 | 0.88422
3.875 | 0.97284
3.8819 | 0.94937
3.8889 | 1.0598
3.8958 | 0.98794
3.9028 | 1.068
3.9097 | 0.94473
3.9167 | 0.96323
3.9236 | 1.1443
3.9306 | 1.0775
3.9375 | 1.0345
3.9444 | 1.0354
3.9514 | 0.86087
3.9583 | 0.79592
3.9653 | 1.0701
3.9722 | 0.87422
3.9792 | 0.87672
3.9861 | 1.0997
3.9931 | 1.1614
4 | 1.1562
4.0069 | 1.0184
4.0139 | 0.98791
4.0208 | 0.98828
4.0278 | 0.94543
4.0347 | 1.126
4.0417 | 1.0488
4.0486 | 1.1914
4.0556 | 0.88138
4.0625 | 1.0432
4.0694 | 1.0672
4.0764 | 0.96347
4.0833 | 1.0443
4.0903 | 0.90097
4.0972 | 0.95947
4.1042 | 0.92675
4.1111 | 1.0851
4.1181 | 0.94447
4.125 | 0.98148
4.1319 | 0.9709
4.1389 | 0.86569
4.1458 | 1.1178
4.1528 | 1.1051
4.1597 | 0.95787
4.1667 | 1.1745
4.1736 | 1.0789
4.1806 | 1.1732
4.1875 | 0.99099
4.1944 | 0.81053
4.2014 | 0.8474
4.2083 | 1.0406
4.2153 | 1.0496
4.2222 | 0.96032
4.2292 | 1.0123
4.2361 | 1.0147
4.2431 | 1.126
4.25 | 0.76464
4.2569 | 0.82701
4.2639 | 0.9823
4.2708 | 0.88879
4.2778 | 1.1324
4.2847 | 0.94563
4.2917 | 1.0127
4.2986 | 0.98451
4.3056 | 1.0617
4.3125 | 0.92901
4.3194 | 0.94797
4.3264 | 0.99389
4.3333 | 0.9231
4.3403 | 1.0552
4.3472 | 1.0103
4.3542 | 1.0618
4.3611 | 0.98676
4.3681 | 0.89628
4.375 | 0.89606
4.3819 | 0.90447
4.3889 | 1.1037
4.3958 | 1.1137
4.4028 | 0.93937
4.4097 | 0.98066
4.4167 | 0.91078
4.4236 | 1.0391
4.4306 | 1.0187
4.4375 | 0.94242
4.4444 | 0.99462
4.4514 | 1.0718
4.4583 | 0.97665
4.4653 | 1.0107
4.4722 | 0.90505
4.4792 | 1.1039
4.4861 | 0.95435
4.4931 | 0.99803
4.5 | 0.99101
4.5069 | 1.2118
4.5139 | 0.91639
4.5208 | 0.98889
4.5278 | 1.0683
4.5347 | 0.90835
4.5417 | 0.99239
4.5486 | 1.0085
4.5556 | 0.97286
4.5625 | 0.96312
4.5694 | 0.88974
4.5764 | 1.2802
4.5833 | 1.004
4.5903 | 1.0205
4.5972 | 1.0092
4.6042 | 0.93402
4.6111 | 0.98927
4.6181 | 1.0409
4.625 | 1.1134
4.6319 | 1.1607
4.6389 | 0.87091
4.6458 | 0.95642
4.6528 | 0.89526
4.6597 | 1.1033
4.6667 | 1.0386
4.6736 | 1.0958
4.6806 | 0.97294
4.6875 | 0.8961
4.6944 | 0.96522
4.7014 | 0.92232
4.7083 | 1.0058
4.7153 | 1.101
4.7222 | 1.1263
4.7292 | 0.97116
4.7361 | 0.90056
4.7431 | 1.0245
4.75 | 0.98295
4.7569 | 0.91642
4.7639 | 1.048
4.7708 | 0.81316
4.7778 | 0.98259
4.7847 | 0.85593
4.7917 | 0.99291
4.7986 | 0.86319
4.8056 | 0.85375
4.8125 | 0.99788
4.8194 | 1.1288
4.8264 | 0.72086
4.8333 | 0.86888
4.8403 | 1.1475
4.8472 | 1.0414
4.8542 | 1.0495
4.8611 | 1.212
4.8681 | 0.95035
4.875 | 1.0457
4.8819 | 0.96365
4.8889 | 1.0955
4.8958 | 1.04
4.9028 | 0.94832
4.9097 | 1.1054
4.9167 | 0.90986
4.9236 | 1.0349
4.9306 | 0.99717
4.9375 | 1.0325
4.9444 | 1.0304
4.9514 | 1.0499
4.9583 | 1.0016
4.9653 | 0.84054
4.9722 | 1.0789
4.9792 | 0.7687
4.9861 | 1.1121
4.9931 | 0.89184
5 | 1.1342
5.0069 | 1.0552
5.0139 | 0.90247
5.0208 | 1.1384
5.0278 | 0.93434
5.0347 | 0.97866
5.0417 | 0.95051
5.0486 | 0.97806
5.0556 | 0.7944
5.0625 | 1.1491
5.0694 | 0.97661
5.0764 | 1.0899
5.0833 | 0.90003
5.0903 | 0.99265
5.0972 | 1.1288
5.1042 | 1.1879
5.1111 | 0.98968
5.1181 | 0.99403
5.125 | 1.1092
5.1319 | 0.97339
5.1389 | 0.9792
5.1458 | 1.1435
5.1528 | 0.99951
5.1597 | 0.91862
5.1667 | 1.1651
5.1736 | 1.0004
5.1806 | 0.97205
5.1875 | 1.1075
5.1944 | 0.91299
5.2014 | 1.0815
5.2083 | 0.91526
5.2153 | 0.84724
5.2222 | 1.1275
5.2292 | 0.99709
5.2361 | 0.97197
5.2431 | 1.1567
5.25 | 0.95917
5.2569 | 1.1038
5.2639 | 0.98805
5.2708 | 0.96123
5.2778 | 1.0424
5.2847 | 1.1311
5.2917 | 1.1945
5.2986 | 1.0414
5.3056 | 0.93729
5.3125 | 1.1661
5.3194 | 1.1553
5.3264 | 1.0092
5.3333 | 1.0564
5.3403 | 1.1433
5.3472 | 1.1273
5.3542 | 1.0491
5.3611 | 0.94957
5.3681 | 1.0346
5.375 | 0.90226
5.3819 | 0.94771
5.3889 | 0.93786
5.3958 | 0.9832
5.4028 | 0.95561
5.4097 | 1.0838
5.4167 | 0.977
5.4236 | 1.0016
5.4306 | 0.90443
5.4375 | 0.91301
5.4444 | 1.0501
5.4514 | 0.91678
5.4583 | 0.99347
5.4653 | 1.0281
5.4722 | 1.0373
5.4792 | 0.97485
5.4861 | 0.93662
5.4931 | 1.1249
5.5 | 1.0547
5.5069 | 0.93007
5.5139 | 1.1218
5.5208 | 1.0143
5.5278 | 0.9871
5.5347 | 0.9154
5.5417 | 0.89095
5.5486 | 0.91117
5.5556 | 1.0464
5.5625 | 1.0677
5.5694 | 0.9863
5.5764 | 0.67426
5.5833 | 0.88903
5.5903 | 1.1433
5.5972 | 1.1088
5.6042 | 0.98343
5.6111 | 0.83133
5.6181 | 0.98469
5.625 | 0.98427
5.6319 | 0.81226
5.6389 | 1.048
5.6458 | 1.0272
5.6528 | 1.0456
5.6597 | 1.1462
5.6667 | 1.2213
5.6736 | 0.89169
5.6806 | 0.8959
5.6875 | 0.95377
5.6944 | 1.0934
5.7014 | 1.1106
5.7083 | 0.9188
5.7153 | 1.0642
5.7222 | 1.0268
5.7292 | 0.90505
5.7361 | 1.0645
5.7431 | 0.86373
5.75 | 0.92955
5.7569 | 0.85159
5.7639 | 1.0101
5.7708 | 0.97795
5.7778 | 1.0155
5.7847 | 0.75588
5.7917 | 0.97346
5.7986 | 0.84385
5.8056 | 0.95116
5.8125 | 0.88794
5.8194 | 1.0147
5.8264 | 1.0658
5.8333 | 1.1477
5.8403 | 0.99858
5.8472 | 0.94345
5.8542 | 0.87735
5.8611 | 0.94703
5.8681 | 0.9911
5.875 | 1.0216
5.8819 | 0.93721
5.8889 | 1.0189
5.8958 | 0.98804
5.9028 | 0.97239
5.9097 | 1.1526
5.9167 | 1.0351
5.9236 | 0.8455
5.9306 | 1.0902
5.9375 | 0.90333
5.9444 | 0.95306
5.9514 | 0.93746
5.9583 | 0.85539
5.9653 | 0.94699
5.9722 | 0.96161
5.9792 | 0.99128
5.9861 | 0.93983
5.9931 | 0.89295
6 | 1.0202
6.0069 | 1.0543
6.0139 | 1.0701
6.0208 | 0.68702
6.0278 | 0.88057
6.0347 | 1.0401
6.0417 | 0.84189
6.0486 | 0.90243
6.0556 | 0.99194
6.0625 | 0.91277
6.0694 | 1.0458
6.0764 | 0.85319
6.0833 | 0.93897
6.0903 | 0.91006
6.0972 | 0.9838
6.1042 | 0.89692
6.1111 | 0.90887
6.1181 | 1.1242
6.125 | 0.86703
6.1319 | 1.07
6.1389 | 0.97691
6.1458 | 1.1117
6.1528 | 0.98772
6.1597 | 0.9119
6.1667 | 1.1382
6.1736 | 1.1487
6.1806 | 0.86444
6.1875 | 1.0112
6.1944 | 0.92908
6.2014 | 1.138
6.2083 | 0.92876
6.2153 | 1.0267
6.2222 | 1.1862
6.2292 | 1.0379
6.2361 | 1.0981
6.2431 | 1.041
6.25 | 0.95954
6.2569 | 0.80353
6.2639 | 0.86519
6.2708 | 1.1045
6.2778 | 1.0708
6.2847 | 0.90921
6.2917 | 1.2465
6.2986 | 1.0028
6.3056 | 0.9516
6.3125 | 0.99253
6.3194 | 0.9773
6.3264 | 0.93988
6.3333 | 1.0464
6.3403 | 1.0086
6.3472 | 0.93277
6.3542 | 1.1071
6.3611 | 1.0093
6.3681 | 0.95759
6.375 | 0.85534
6.3819 | 0.99974
6.3889 | 0.89887
6.3958 | 1.1932
6.4028 | 0.9985
6.4097 | 1.1466
6.4167 | 0.93546
6.4236 | 0.98629
6.4306 | 1.0051
6.4375 | 1.2016
6.4444 | 0.90046
6.4514 | 0.95341
6.4583 | 0.86668
6.4653 | 1.1423
6.4722 | 1.1472
6.4792 | 0.9543
6.4861 | 1.0631
6.4931 | 1.0032
6.5 | 1.0327
6.5069 | 1.1215
6.5139 | 1.0976
6.5208 | 0.85235
6.5278 | 1.0531
6.5347 | 1.0565
6.5417 | 0.97045
6.5486 | 0.90662
6.5556 | 0.91536
6.5625 | 1.0273
6.5694 | 0.94391
6.5764 | 0.9768
6.5833 | 0.9668
6.5903 | 1.0673
6.5972 | 1.1963
6.6042 | 1.1271
6.6111 | 0.99134
6.6181 | 1.0756
6.625 | 1.0342
6.6319 | 0.92013
6.6389 | 1.0625
6.6458 | 1.06
6.6528 | 0.95934
6.6597 | 0.99909
6.6667 | 0.88139
6.6736 | 1.0026
6.6806 | 1.0139
6.6875 | 0.91929
6.6944 | 0.86647
6.7014 | 0.91941
6.7083 | 0.99604
6.7153 | 0.88875
6.7222 | 0.86418
6.7292 | 0.8273
6.7361 | 0.96958
6.7431 | 1.0149
6.75 | 0.95968
6.7569 | 1.0392
6.7639 | 1.2786
6.7708 | 0.94598
6.7778 | 1.316
6.7847 | 1.0214
6.7917 | 0.9324
6.7986 | 1.0282
6.8056 | 1.0851
6.8125 | 1.1238
6.8194 | 1.0228
6.8264 | 1.0225
6.8333 | 0.87176
6.8403 | 1.1276
6.8472 | 1.1524
6.8542 | 1.0268
6.8611 | 1.0136
6.8681 | 0.90247
6.875 | 0.94344
6.8819 | 0.94692
6.8889 | 0.86068
6.8958 | 0.95317
6.9028 | 0.80977
6.9097 | 0.97574
6.9167 | 0.78865
6.9236 | 1.0145
6.9306 | 0.83601
6.9375 | 0.80359
6.9444 | 1.0325
6.9514 | 0.9605
6.9583 | 1.0383
6.9653 | 1.0085
6.9722 | 1.0488
6.9792 | 0.95453
6.9861 | 1.0464
6.9931 | 0.99863
7 | 1.0314
DOsine | Disabled
No interpolation | Repeated every 168 hours
Time | SO2
d | g O2/m3
0 | 1.7376
0.0069444 | 1.5083
0.013889 | 1.8027
0.020833 | 1.7678
0.027778 | 1.7802
0.034722 | 1.7817
0.041667 | 1.7118
0.048611 | 1.8566
0.055556 | 1.7889
0.0625 | 1.7791
0.069444 | 1.9279
0.076389 | 1.8977
0.083333 | 1.7868
0.090278 | 1.916
0.097222 | 1.7998
0.10417 | 1.9997
0.11111 | 2.0627
0.11806 | 1.9588
0.125 | 2.0386
0.13194 | 1.7301
0.13889 | 1.998
0.14583 | 1.9072
0.15278 | 2.0093
0.15972 | 1.9552
0.16667 | 1.9308
0.17361 | 2.0886
0.18056 | 2.0113
0.1875 | 1.9173
0.19444 | 1.9984
0.20139 | 2.0758
0.20833 | 2.1069
0.21528 | 2.0386
0.22222 | 2.1896
0.22917 | 2.1426
0.23611 | 2.1632
0.24306 | 2.1333
0.25 | 2.3865
0.25694 | 2.2081
0.26389 | 2.146
0.27083 | 2.3106
0.27778 | 2.3728
0.28472 | 2.2392
0.29167 | 2.5347
0.29861 | 2.2222
0.30556 | 2.2865
0.3125 | 2.2503
0.31944 | 2.2763
0.32639 | 2.3849
0.33333 | 2.3215
0.34028 | 2.5192
0.34722 | 2.3532
0.35417 | 2.1106
0.36111 | 2.2944
0.36806 | 2.4733
0.375 | 2.3539
0.38194 | 2.1916
0.38889 | 2.3209
0.39583 | 2.1894
0.40278 | 2.6816
0.40972 | 2.5661
0.41667 | 2.5454
0.42361 | 2.4785
0.43056 | 2.5282
0.4375 | 2.2656
0.44444 | 2.4073
0.45139 | 2.4804
0.45833 | 2.4239
0.46528 | 2.2479
0.47222 | 2.6877
0.47917 | 2.4896
0.48611 | 2.518
0.49306 | 2.4664
0.5 | 2.4517
0.50694 | 2.5089
0.51389 | 2.7235
0.52083 | 2.5681
0.52778 | 2.5141
0.53472 | 2.4432
0.54167 | 2.6373
0.54861 | 2.5232
0.55556 | 2.6299
0.5625 | 2.4727
0.56944 | 2.6533
0.57639 | 2.5631
0.58333 | 2.6145
0.59028 | 2.5841
0.59722 | 2.5868
0.60417 | 2.6522
0.61111 | 2.7596
0.61806 | 2.5422
0.625 | 2.5414
0.63194 | 2.4907
0.63889 | 2.7995
0.64583 | 2.7348
0.65278 | 2.6111
0.65972 | 2.6358
0.66667 | 2.7299
0.67361 | 2.754
0.68056 | 2.5845
0.6875 | 2.9212
0.69444 | 2.791
0.70139 | 2.5919
0.70833 | 2.809
0.71528 | 2.7946
0.72222 | 2.7594
0.72917 | 2.7273
0.73611 | 2.6613
0.74306 | 2.9043
0.75 | 2.7646
0.75694 | 2.6775
0.76389 | 2.6124
0.77083 | 2.9525
0.77778 | 2.6843
0.78472 | 2.7577
0.79167 | 2.7507
0.79861 | 2.8704
0.80556 | 2.8039
0.8125 | 2.5968
0.81944 | 2.7743
0.82639 | 2.7435
0.83333 | 2.7602
0.84028 | 2.7941
0.84722 | 2.6112
0.85417 | 2.6569
0.86111 | 2.5687
0.86806 | 2.7035
0.875 | 2.7113
0.88194 | 2.6522
0.88889 | 2.5533
0.89583 | 2.6579
0.90278 | 2.6581
0.90972 | 2.6989
0.91667 | 2.7446
0.92361 | 2.7698
0.93056 | 2.8242
0.9375 | 2.8299
0.94444 | 2.6025
0.95139 | 2.6735
0.95833 | 2.7652
0.96528 | 2.6663
0.97222 | 2.903
0.97917 | 2.6216
0.98611 | 2.7592
0.99306 | 2.7815
1 | 2.7948
1.0069 | 2.5158
1.0139 | 2.6316
1.0208 | 2.7326
1.0278 | 2.6789
1.0347 | 2.4551
1.0417 | 2.6671
1.0486 | 2.748
1.0556 | 2.4999
1.0625 | 2.6298
1.0694 | 2.5716
1.0764 | 2.6768
1.0833 | 2.7299
1.0903 | 2.6468
1.0972 | 2.7573
1.1042 | 2.6637
1.1111 | 2.5904
1.1181 | 2.7358
1.125 | 2.7805
1.1319 | 2.632
1.1389 | 2.4995
1.1458 | 2.6115
1.1528 | 2.6059
1.1597 | 2.6253
1.1667 | 2.6224
1.1736 | 2.4269
1.1806 | 2.5382
1.1875 | 2.5883
1.1944 | 2.604
1.2014 | 2.6565
1.2083 | 2.5948
1.2153 | 2.5704
1.2222 | 2.6614
1.2292 | 2.4914
1.2361 | 2.5402
1.2431 | 2.6609
1.25 | 2.5963
1.2569 | 2.4763
1.2639 | 2.5985
1.2708 | 2.4858
1.2778 | 2.5643
1.2847 | 2.4003
1.2917 | 2.2708
1.2986 | 2.6164
1.3056 | 2.3635
1.3125 | 2.5311
1.3194 | 2.4262
1.3264 | 2.3997
1.3333 | 2.3907
1.3403 | 2.5729
1.3472 | 2.441
1.3542 | 2.5218
1.3611 | 2.4874
1.3681 | 2.3835
1.375 | 2.3771
1.3819 | 2.2454
1.3889 | 2.2137
1.3958 | 2.3229
1.4028 | 2.3542
1.4097 | 2.4306
1.4167 | 2.3884
1.4236 | 2.4294
1.4306 | 2.4547
1.4375 | 2.3944
1.4444 | 2.3772
1.4514 | 2.1575
1.4583 | 2.2297
1.4653 | 2.1955
1.4722 | 2.3054
1.4792 | 2.3548
1.4861 | 2.1713
1.4931 | 2.2066
1.5 | 2.2259
1.5069 | 2.2552
1.5139 | 2.041
1.5208 | 2.2136
1.5278 | 2.2625
1.5347 | 2.0227
1.5417 | 1.9294
1.5486 | 2.0637
1.5556 | 1.9779
1.5625 | 2.2927
1.5694 | 2.1108
1.5764 | 2.1981
1.5833 | 2.0744
1.5903 | 1.9868
1.5972 | 1.9276
1.6042 | 2.0314
1.6111 | 1.9806
1.6181 | 2.0626
1.625 | 1.9832
1.6319 | 1.9555
1.6389 | 1.9146
1.6458 | 1.7471
1.6528 | 1.9778
1.6597 | 1.9001
1.6667 | 1.8385
1.6736 | 1.9565
1.6806 | 2.0472
1.6875 | 1.8086
1.6944 | 1.9677
1.7014 | 1.9138
1.7083 | 1.7529
1.7153 | 1.8876
1.7222 | 1.7848
1.7292 | 1.686
1.7361 | 1.7847
1.7431 | 1.6811
1.75 | 1.55
1.7569 | 1.6459
1.7639 | 1.6642
1.7708 | 1.6928
1.7778 | 1.7556
1.7847 | 1.4959
1.7917 | 1.7305
1.7986 | 1.5587
1.8056 | 1.5687
1.8125 | 1.6967
1.8194 | 1.6744
1.8264 | 1.6939
1.8333 | 1.649
1.8403 | 1.5778
1.8472 | 1.5006
1.8542 | 1.5874
1.8611 | 1.4858
1.8681 | 1.5462
1.875 | 1.544
1.8819 | 1.6025
1.8889 | 1.4435
1.8958 | 1.6367
1.9028 | 1.6086
1.9097 | 1.6647
1.9167 | 1.5173
1.9236 | 1.5076
1.9306 | 1.4727
1.9375 | 1.524
1.9444 | 1.538
1.9514 | 1.4078
1.9583 | 1.2977
1.9653 | 1.3839
1.9722 | 1.3439
1.9792 | 1.2548
1.9861 | 1.4306
1.9931 | 1.3971
2 | 1.3267
2.0069 | 1.2975
2.0139 | 1.2916
2.0208 | 1.1921
2.0278 | 1.2504
2.0347 | 1.2498
2.0417 | 1.1681
2.0486 | 1.4562
2.0556 | 1.1318
2.0625 | 1.1704
2.0694 | 1.0866
2.0764 | 1.0956
2.0833 | 1.3101
2.0903 | 1.1544
2.0972 | 1.2233
2.1042 | 1.0909
2.1111 | 1.0332
2.1181 | 1.2421
2.125 | 1.1658
2.1319 | 1.0187
2.1389 | 1.2068
2.1458 | 1.1828
2.1528 | 1.089
2.1597 | 1.0429
2.1667 | 0.97569
2.1736 | 1.276
2.1806 | 1.0921
2.1875 | 1.056
2.1944 | 0.90194
2.2014 | 0.98825
2.2083 | 1.1554
2.2153 | 1.0226
2.2222 | 0.93279
2.2292 | 0.7942
2.2361 | 0.91953
2.2431 | 0.87643
2.25 | 0.86615
2.2569 | 0.91847
2.2639 | 0.88724
2.2708 | 0.75405
2.2778 | 0.77054
2.2847 | 0.92944
2.2917 | 0.84169
2.2986 | 1.0669
2.3056 | 0.83594
2.3125 | 0.88459
2.3194 | 0.8751
2.3264 | 0.81454
2.3333 | 0.84857
2.3403 | 0.73398
2.3472 | 0.77509
2.3542 | 0.69378
2.3611 | 0.92911
2.3681 | 0.91502
2.375 | 0.77506
2.3819 | 1.0215
2.3889 | 0.76842
2.3958 | 0.8674
2.4028 | 0.8342
2.4097 | 0.76026
2.4167 | 0.8845
2.4236 | 0.98023
2.4306 | 0.63652
2.4375 | 0.80359
2.4444 | 1.022
2.4514 | 0.71271
2.4583 | 0.70383
2.4653 | 0.79235
2.4722 | 0.85382
2.4792 | 0.73362
2.4861 | 0.74534
2.4931 | 0.80602
2.5 | 0.51712
2.5069 | 0.89203
2.5139 | 0.73115
2.5208 | 0.79494
2.5278 | 0.79645
2.5347 | 0.6055
2.5417 | 0.91827
2.5486 | 0.82956
2.5556 | 0.71292
2.5625 | 0.69554
2.5694 | 0.66725
2.5764 | 0.65623
2.5833 | 0.82447
2.5903 | 0.83719
2.5972 | 0.67829
2.6042 | 0.7115
2.6111 | 0.69778
2.6181 | 0.93398
2.625 | 0.63141
2.6319 | 0.59117
2.6389 | 0.79202
2.6458 | 0.66495
2.6528 | 0.67671
2.6597 | 0.88073
2.6667 | 0.68135
2.6736 | 0.79404
2.6806 | 0.78788
2.6875 | 0.66969
2.6944 | 0.71532
2.7014 | 0.71618
2.7083 | 0.86198
2.7153 | 0.5432
2.7222 | 0.72191
2.7292 | 0.7191
2.7361 | 0.67129
2.7431 | 0.78671
2.75 | 0.78666
2.7569 | 0.77641
2.7639 | 0.70057
2.7708 | 0.78987
2.7778 | 0.84572
2.7847 | 0.84421
2.7917 | 0.80234
2.7986 | 0.891
2.8056 | 0.43781
2.8125 | 0.67213
2.8194 | 0.88991
2.8264 | 0.79249
2.8333 | 0.79271
2.8403 | 0.84017
2.8472 | 0.79363
2.8542 | 0.88756
2.8611 | 0.79868
2.8681 | 0.88301
2.875 | 0.8734
2.8819 | 0.93718
2.8889 | 0.85009
2.8958 | 0.9711
2.9028 | 0.89121
2.9097 | 0.70786
2.9167 | 0.97217
2.9236 | 1.0493
2.9306 | 0.79285
2.9375 | 1.2658
2.9444 | 0.92868
2.9514 | 1.0005
2.9583 | 0.75355
2.9653 | 1.0201
2.9722 | 0.96466
2.9792 | 0.95336
2.9861 | 1.2593
2.9931 | 0.98742
3 | 0.97923
3.0069 | 0.72964
3.0139 | 0.99231
3.0208 | 1.0569
3.0278 | 0.95873
3.0347 | 1.0374
3.0417 | 1.0469
3.0486 | 0.96929
3.0556 | 1.0469
3.0625 | 1.0367
3.0694 | 1.0197
3.0764 | 1.0876
3.0833 | 0.85684
3.0903 | 1.0233
3.0972 | 1.074
3.1042 | 1.2477
3.1111 | 1.1323
3.1181 | 1.1713
3.125 | 1.0639
3.1319 | 1.1008
3.1389 | 1.1052
3.1458 | 1.3081
3.1528 | 1.1491
3.1597 | 1.2807
3.1667 | 1.2449
3.1736 | 1.3028
3.1806 | 0.98659
3.1875 | 1.4607
3.1944 | 1.3459
3.2014 | 1.2027
3.2083 | 1.0931
3.2153 | 1.2126
3.2222 | 1.2848
3.2292 | 1.2885
3.2361 | 1.2785
3.2431 | 1.4847
3.25 | 1.3314
3.2569 | 1.3796
3.2639 | 1.3589
3.2708 | 1.1829
3.2778 | 1.3527
3.2847 | 1.4352
3.2917 | 1.438
3.2986 | 1.306
3.3056 | 1.4215
3.3125 | 1.4348
3.3194 | 1.4607
3.3264 | 1.4525
3.3333 | 1.4965
3.3403 | 1.5184
3.3472 | 1.6382
3.3542 | 1.4531
3.3611 | 1.5957
3.3681 | 1.4974
3.375 | 1.5839
3.3819 | 1.5065
3.3889 | 1.4128
3.3958 | 1.6354
3.4028 | 1.5531
3.4097 | 1.6019
3.4167 | 1.5106
3.4236 | 1.5383
3.4306 | 1.5183
3.4375 | 1.8181
3.4444 | 1.8063
3.4514 | 1.8661
3.4583 | 1.652
3.4653 | 1.789
3.4722 | 1.6678
3.4792 | 1.813
3.4861 | 1.7079
3.4931 | 1.8353
3.5 | 1.6524
3.5069 | 1.8484
3.5139 | 1.6366
3.5208 | 1.922
3.5278 | 1.77
3.5347 | 1.6043
3.5417 | 1.7152
3.5486 | 1.8602
3.5556 | 1.8354
3.5625 | 1.8019
3.5694 | 1.814
3.5764 | 1.9189
3.5833 | 1.9494
3.5903 | 1.832
3.5972 | 2.0283
3.6042 | 1.817
3.6111 | 1.8842
3.6181 | 1.743
3.625 | 1.9752
3.6319 | 2.0652
3.6389 | 2.0547
3.6458 | 2.0002
3.6528 | 1.9246
3.6597 | 2.0309
3.6667 | 2.0011
3.6736 | 2.035
3.6806 | 2.0338
3.6875 | 2.3116
3.6944 | 2.0612
3.7014 | 2.0229
3.7083 | 2.1988
3.7153 | 2.2298
3.7222 | 2.2201
3.7292 | 2.1676
3.7361 | 2.1091
3.7431 | 2.1359
3.75 | 2.1737
3.7569 | 2.1171
3.7639 | 2.1661
3.7708 | 2.0471
3.7778 | 2.1115
3.7847 | 2.3493
3.7917 | 2.1546
3.7986 | 2.2468
3.8056 | 2.3003
3.8125 | 2.3815
3.8194 | 2.2422
3.8264 | 2.2289
3.8333 | 2.4627
3.8403 | 2.3054
3.8472 | 2.2593
3.8542 | 2.2801
3.8611 | 2.3276
3.8681 | 2.2479
3.875 | 2.3463
3.8819 | 2.3326
3.8889 | 2.4526
3.8958 | 2.3902
3.9028 | 2.4797
3.9097 | 2.3657
3.9167 | 2.3934
3.9236 | 2.5835
3.9306 | 2.5258
3.9375 | 2.4916
3.9444 | 2.5013
3.9514 | 2.3354
3.9583 | 2.279
3.9653 | 2.5616
3.9722 | 2.374
3.9792 | 2.3847
3.9861 | 2.6158
3.9931 | 2.6854
4 | 2.6881
4.0069 | 2.5579
4.0139 | 2.535
4.0208 | 2.5429
4.0278 | 2.5074
4.0347 | 2.6951
4.0417 | 2.625
4.0486 | 2.7746
4.0556 | 2.4714
4.0625 | 2.6399
4.0694 | 2.6705
4.0764 | 2.5732
4.0833 | 2.6604
4.0903 | 2.5232
4.0972 | 2.5877
4.1042 | 2.5609
4.1111 | 2.7249
4.1181 | 2.59
4.125 | 2.6324
4.1319 | 2.6272
4.1389 | 2.5272
4.1458 | 2.7844
4.1528 | 2.7766
4.1597 | 2.6341
4.1667 | 2.8554
4.1736 | 2.7643
4.1806 | 2.8629
4.1875 | 2.6849
4.1944 | 2.5085
4.2014 | 2.5492
4.2083 | 2.7462
4.2153 | 2.7588
4.2222 | 2.6729
4.2292 | 2.7282
4.2361 | 2.7337
4.2431 | 2.8481
4.25 | 2.4896
4.2569 | 2.5546
4.2639 | 2.7125
4.2708 | 2.6214
4.2778 | 2.8672
4.2847 | 2.6825
4.2917 | 2.7515
4.2986 | 2.7251
4.3056 | 2.804
4.3125 | 2.6727
4.3194 | 2.693
4.3264 | 2.7401
4.3333 | 2.6703
4.3403 | 2.8032
4.3472 | 2.7591
4.3542 | 2.8111
4.3611 | 2.7364
4.3681 | 2.6462
4.375 | 2.6461
4.3819 | 2.6544
4.3889 | 2.8534
4.3958 | 2.863
4.4028 | 2.6881
4.4097 | 2.7287
4.4167 | 2.658
4.4236 | 2.7853
4.4306 | 2.7637
4.4375 | 2.6861
4.4444 | 2.7369
4.4514 | 2.8124
4.4583 | 2.7155
4.4653 | 2.7476
4.4722 | 2.6399
4.4792 | 2.8365
4.4861 | 2.6845
4.4931 | 2.7257
4.5 | 2.7159
4.5069 | 2.9339
4.5139 | 2.6355
4.5208 | 2.7048
4.5278 | 2.7809
4.5347 | 2.6175
4.5417 | 2.698
4.5486 | 2.7103
4.5556 | 2.6708
4.5625 | 2.657
4.5694 | 2.5794
4.5764 | 2.9656
4.5833 | 2.6849
4.5903 | 2.6968
4.5972 | 2.6807
4.6042 | 2.6006
4.6111 | 2.6508
4.6181 | 2.6972
4.625 | 2.7644
4.6319 | 2.8062
4.6389 | 2.5108
4.6458 | 2.5905
4.6528 | 2.5235
4.6597 | 2.7255
4.6667 | 2.6547
4.6736 | 2.7055
4.6806 | 2.5762
4.6875 | 2.4928
4.6944 | 2.5552
4.7014 | 2.5055
4.7083 | 2.582
4.7153 | 2.6701
4.7222 | 2.6882
4.7292 | 2.5258
4.7361 | 2.4477
4.7431 | 2.564
4.75 | 2.5148
4.7569 | 2.4404
4.7639 | 2.564
4.7708 | 2.3211
4.7778 | 2.4824
4.7847 | 2.3474
4.7917 | 2.476
4.7986 | 2.3377
4.8056 | 2.3196
4.8125 | 2.455
4.8194 | 2.577
4.8264 | 2.1601
4.8333 | 2.2991
4.8403 | 2.5685
4.8472 | 2.4531
4.8542 | 2.4518
4.8611 | 2.6048
4.8681 | 2.3335
4.875 | 2.4192
4.8819 | 2.3273
4.8889 | 2.4493
4.8958 | 2.3838
4.9028 | 2.2821
4.9097 | 2.429
4.9167 | 2.2232
4.9236 | 2.3378
4.9306 | 2.2897
4.9375 | 2.3145
4.9444 | 2.3018
4.9514 | 2.3107
4.9583 | 2.2516
4.9653 | 2.0797
4.9722 | 2.3072
4.9792 | 1.986
4.9861 | 2.3183
4.9931 | 2.0869
5 | 2.3181
5.0069 | 2.2278
5.0139 | 2.0638
5.0208 | 2.2882
5.0278 | 2.0728
5.0347 | 2.1056
5.0417 | 2.0659
5.0486 | 2.0818
5.0556 | 1.8864
5.0625 | 2.2294
5.0694 | 2.0451
5.0764 | 2.1466
5.0833 | 1.9448
5.0903 | 2.0255
5.0972 | 2.1496
5.1042 | 2.1967
5.1111 | 1.9864
5.1181 | 1.9787
5.125 | 2.0817
5.1319 | 1.9337
5.1389 | 1.9273
5.1458 | 2.0794
5.1528 | 1.9232
5.1597 | 1.83
5.1667 | 2.0642
5.1736 | 1.8871
5.1806 | 1.8464
5.1875 | 1.9694
5.1944 | 1.7626
5.2014 | 1.9186
5.2083 | 1.74
5.2153 | 1.6595
5.2222 | 1.9273
5.2292 | 1.7845
5.2361 | 1.7469
5.2431 | 1.9192
5.25 | 1.7092
5.2569 | 1.8413
5.2639 | 1.7131
5.2708 | 1.6738
5.2778 | 1.7426
5.2847 | 1.8188
5.2917 | 1.8698
5.2986 | 1.7043
5.3056 | 1.5877
5.3125 | 1.8042
5.3194 | 1.781
5.3264 | 1.6225
5.3333 | 1.6574
5.3403 | 1.7319
5.3472 | 1.7036
5.3542 | 1.6132
5.3611 | 1.5014
5.3681 | 1.5743
5.375 | 1.4297
5.3819 | 1.4631
5.3889 | 1.4411
5.3958 | 1.4744
5.4028 | 1.4348
5.4097 | 1.5509
5.4167 | 1.4322
5.4236 | 1.445
5.4306 | 1.3359
5.4375 | 1.3327
5.4444 | 1.458
5.4514 | 1.3131
5.4583 | 1.3781
5.4653 | 1.4012
5.4722 | 1.3989
5.4792 | 1.325
5.4861 | 1.2753
5.4931 | 1.4523
5.5 | 1.3708
5.5069 | 1.235
5.5139 | 1.4156
5.5208 | 1.297
5.5278 | 1.2588
5.5347 | 1.1762
5.5417 | 1.1409
5.5486 | 1.1504
5.5556 | 1.275
5.5625 | 1.2857
5.5694 | 1.1938
5.5764 | 0.87129
5.5833 | 1.0757
5.5903 | 1.3197
5.5972 | 1.275
5.6042 | 1.1396
5.6111 | 0.97753
5.6181 | 1.121
5.625 | 1.1108
5.6319 | 0.92907
5.6389 | 1.1552
5.6458 | 1.1249
5.6528 | 1.1339
5.6597 | 1.2252
5.6667 | 1.2911
5.6736 | 0.95243
5.6806 | 0.94767
5.6875 | 0.99666
5.6944 | 1.1276
5.7014 | 1.1361
5.7083 | 0.93574
5.7153 | 1.0727
5.7222 | 1.027
5.7292 | 0.89708
5.7361 | 1.0484
5.7431 | 0.83973
5.75 | 0.89772
5.7569 | 0.81205
5.7639 | 0.96297
5.7708 | 0.92335
5.7778 | 0.95353
5.7847 | 0.68673
5.7917 | 0.89722
5.7986 | 0.76066
5.8056 | 0.86113
5.8125 | 0.79122
5.8194 | 0.91144
5.8264 | 0.95608
5.8333 | 1.0316
5.8403 | 0.87638
5.8472 | 0.81523
5.8542 | 0.74323
5.8611 | 0.80716
5.8681 | 0.84561
5.875 | 0.8706
5.8819 | 0.7809
5.8889 | 0.85735
5.8958 | 0.82147
5.9028 | 0.80091
5.9097 | 0.9764
5.9167 | 0.85427
5.9236 | 0.66015
5.9306 | 0.90055
5.9375 | 0.70945
5.9444 | 0.75513
5.9514 | 0.73564
5.9583 | 0.64981
5.9653 | 0.73782
5.9722 | 0.74899
5.9792 | 0.77535
5.9861 | 0.72076
5.9931 | 0.67088
6 | 0.7953
6.0069 | 0.82666
6.0139 | 0.83992
6.0208 | 0.45445
6.0278 | 0.64576
6.0347 | 0.80315
6.0417 | 0.60306
6.0486 | 0.66182
6.0556 | 0.7497
6.0625 | 0.66906
6.0694 | 0.80075
6.0764 | 0.60699
6.0833 | 0.69176
6.0903 | 0.662
6.0972 | 0.73504
6.1042 | 0.64762
6.1111 | 0.65918
6.1181 | 0.87426
6.125 | 0.61703
6.1319 | 0.82009
6.1389 | 0.72722
6.1458 | 0.86236
6.1528 | 0.73897
6.1597 | 0.66384
6.1667 | 0.89103
6.1736 | 0.90251
6.1806 | 0.61941
6.1875 | 0.76751
6.1944 | 0.68684
6.2014 | 0.89741
6.2083 | 0.68993
6.2153 | 0.7898
6.2222 | 0.95144
6.2292 | 0.80534
6.2361 | 0.86795
6.2431 | 0.81336
6.25 | 0.73461
6.2569 | 0.58145
6.2639 | 0.64611
6.2708 | 0.88856
6.2778 | 0.85818
6.2847 | 0.70004
6.2917 | 1.0409
6.2986 | 0.80093
6.3056 | 0.75367
6.3125 | 0.79865
6.3194 | 0.78761
6.3264 | 0.75452
6.3333 | 0.86556
6.3403 | 0.83238
6.3472 | 0.7613
6.3542 | 0.94055
6.3611 | 0.84784
6.3681 | 0.80128
6.375 | 0.70438
6.3819 | 0.85425
6.3889 | 0.759
6.3958 | 1.0591
6.4028 | 0.87027
6.4097 | 1.0244
6.4167 | 0.81943
6.4236 | 0.87657
6.4306 | 0.90179
6.4375 | 1.1048
6.4444 | 0.81044
6.4514 | 0.87022
6.4583 | 0.79045
6.4653 | 1.0731
6.4722 | 1.0852
6.4792 | 0.89971
6.4861 | 1.016
6.4931 | 0.96369
6.5 | 1.0008
6.5069 | 1.0975
6.5139 | 1.0816
6.5208 | 0.84438
6.5278 | 1.0533
6.5347 | 1.065
6.5417 | 0.9874
6.5486 | 0.9321
6.5556 | 0.9495
6.5625 | 1.0702
6.5694 | 0.99568
6.5764 | 1.0375
6.5833 | 1.0366
6.5903 | 1.1464
6.5972 | 1.2846
6.6042 | 1.2248
6.6111 | 1.0986
6.6181 | 1.1925
6.625 | 1.1607
6.6319 | 1.0564
6.6389 | 1.2087
6.6458 | 1.2162
6.6528 | 1.1256
6.6597 | 1.1755
6.6667 | 1.0681
6.6736 | 1.1997
6.6806 | 1.2214
6.6875 | 1.1373
6.6944 | 1.095
6.7014 | 1.1587
6.7083 | 1.246
6.7153 | 1.1496
6.7222 | 1.1359
6.7292 | 1.11
6.7361 | 1.2634
6.7431 | 1.3199
6.75 | 1.2758
6.7569 | 1.3666
6.7639 | 1.6173
6.7708 | 1.2961
6.7778 | 1.6776
6.7847 | 1.3945
6.7917 | 1.3171
6.7986 | 1.4245
6.8056 | 1.493
6.8125 | 1.5435
6.8194 | 1.4543
6.8264 | 1.4659
6.8333 | 1.327
6.8403 | 1.5948
6.8472 | 1.6316
6.8542 | 1.518
6.8611 | 1.5168
6.8681 | 1.4178
6.875 | 1.4709
6.8819 | 1.4866
6.8889 | 1.4125
6.8958 | 1.5173
6.9028 | 1.3861
6.9097 | 1.5644
6.9167 | 1.3896
6.9236 | 1.6278
6.9306 | 1.4617
6.9375 | 1.4416
6.9444 | 1.6829
6.9514 | 1.6233
6.9583 | 1.7135
6.9653 | 1.6962
6.9722 | 1.7489
6.9792 | 1.6671
6.9861 | 1.7715
6.9931 | 1.7362
7 | 1.7814

## CSTR4
Unit overview
Name: | CSTR4
Sumo name: | CSTR4
Category: | Bioreactors
Unit: | CSTR
Type: | CSTR with diffused aeration and input DO
Settings
Reactor settings
Symbol | Name | Value | Unit | Comment
L.Vtrain | Volume per train | 2000 | m3
Ntrain | Number of trains | 1
htank | Tank depth | 5 | m
Aeration settings
Symbol | Name | Value | Unit | Comment
SO2 | Dissolved oxygen (O2) setpoint | 3 | g O2/m3 | List of Set SVs will appear here.
hsea | Elevation above sea level | 200 | m
hdiff,floor | Diffuser height from floor | 0.2 | m
ddiff | Diffuser floor density (diffuser area/tank area) | 0.1 | m2/m2
Adiff | Area per diffuser | 0.0373 | m2
Initial concentrations
Symbol | Name | Value | Unit | Comment
SVFA_0 | Volatile fatty acids (VFA) initial concentration | 0.01 | g COD/m3
SB_0 | Readily biodegradable substrate (non-VFA) initial concentration | 1 | g COD/m3
SMEOL_0 | Methanol (MEOL) initial concentration | 1e-40 | g COD/m3
CB_0 | Colloidal biodegradable substrate initial concentration | 0.01 | g COD/m3
XB_0 | Slowly biodegradable substrate initial concentration | 14 | g COD/m3
SU_0 | Soluble unbiodegradable organics initial concentration | 7 | g COD/m3
CU_0 | Colloidal unbiodegradable organics initial concentration | 0.01 | g COD/m3
XU_0 | Particulate unbiodegradable organics initial concentration | 1000 | g COD/m3
XPHA_0 | Stored polyhydroxyalkanoates (PHA) initial concentration | 222 | g COD/m3
XGLY_0 | Stored glycogen (GLY) initial concentration | 30 | g COD/m3
XE_0 | Endogenous decay products initial concentration | 300 | g COD/m3
XE,ana_0 | Anaerobic endogenous decay products initial concentration | 0.1 | g COD/m3
XOHO_0 | Ordinary heterotrophic organisms (OHO) initial concentration | 500 | g COD/m3
XCASTO_0 | Carbon storing organisms (CASTO) initial concentration | 700 | g COD/m3
XMEOLO_0 | Anoxic methanol utilizers (MEOLO) initial concentration | 1 | g COD/m3
XNITO_0 | Aerobic nitrifying organisms (NITO) initial concentration | 90 | g COD/m3
XAMETO_0 | Acidoclastic methanogens (AMETO) initial concentration | 0.3 | g COD/m3
XHMETO_0 | Hydrogenotrophic methanogens (HMETO) initial concentration | 0.2 | g COD/m3
SNHx_0 | Total ammonia (NHx) initial concentration | 1 | g N/m3
SNOx_0 | Nitrate and nitrite (NOx) initial concentration | 5 | g N/m3
SN2_0 | Dissolved nitrogen (N2) initial concentration | 18 | g N/m3
SN,B_0 | Soluble biodegradable organic N (from SB) initial concentration | 0.5 | g N/m3
XN,B_0 | Particulate biodegradable organic N (from XB) initial concentration | 1 | g N/m3
XN,U_0 | Particulate unbiodegradable organic N initial concentration | 10 | g N/m3
SPO4_0 | Orthophosphate (PO4) initial concentration | 0.5 | g P/m3
XPP_0 | Stored polyphosphate (PP) initial concentration | 140 | g P/m3
SP,B_0 | Soluble biodegradable organic P (from SB) initial concentration | 0.01 | g P/m3
XP,B_0 | Particulate biodegradable organic P (from XB) initial concentration | 0.5 | g P/m3
XP,U_0 | Particulate unbiodegradable organic P initial concentration | 2 | g P/m3
SCH4_0 | Dissolved methane (CH4) initial concentration | 0.01 | g COD/m3
SH2_0 | Dissolved hydrogen (H2) initial concentration | 0.01 | g COD/m3
SCO2_0 | Total inorganic carbon (CO2) initial concentration | 74 | g TIC/m3
XINORG_0 | Inorganics in influent and biomass initial concentration | 460 | g TSS/m3
SCAT_0 | Other strong cations (as Na+) initial concentration | 35 | g Na/m3
SAN_0 | Other strong anions (as Cl-) initial concentration | 150 | g Cl/m3
SCa_0 | Calcium initial concentration | 150 | g Ca/m3
SMg_0 | Magnesium initial concentration | 15 | g Mg/m3
SK_0 | Potassium initial concentration | 15 | g K/m3
SFe2_0 | Ferrous ion (Fe2) initial concentration | 1e-40 | g Fe/m3
XHFO,H_0 | Active hydrous ferric oxide, high surface (HFO,H) initial concentration | 1e-40 | g Fe/m3
XHFO,L_0 | Active hydrous ferric oxide, low surface (HFO,L) initial concentration | 1e-40 | g Fe/m3
XHFO,old_0 | Aged unused hydrous ferric oxide (HFO,old) initial concentration | 1e-40 | g Fe/m3
XHFO,H,P_0 | P-bound hydrous ferric oxide, high surface (HFO,H,P) initial concentration | 1e-40 | g Fe/m3
XHFO,L,P_0 | P-bound hydrous ferric oxide, low surface (HFO,L,P) initial concentration | 1e-40 | g Fe/m3
XHFO,H,P,old_0 | Aged used hydrous ferric oxide, high surface (HFO,H,P,old) initial concentration | 1e-40 | g Fe/m3
XHFO,L,P,old_0 | Aged used hydrous ferric oxide, low surface (HFO,L,P,old) initial concentration | 1e-40 | g Fe/m3
XHAO,H_0 | Active hydrous aluminium oxide, high surface (HAO,H) initial concentration | 1e-40 | g Al/m3
XHAO,L_0 | Active hydrous aluminium oxide, low surface (HAO,L) initial concentration | 1e-40 | g Al/m3
XHAO,old_0 | Aged unused hydrous aluminium oxide (HAO,old) initial concentration | 1e-40 | g Al/m3
XHAO,H,P_0 | P-bound hydrous aluminium oxide, high surface (HAO,H,P) initial concentration | 1e-40 | g Al/m3
XHAO,L,P_0 | P-bound hydrous aluminium oxide, low surface (HAO,L,P) initial concentration | 1e-40 | g Al/m3
XHAO,H,P,old_0 | Aged P-bound hydrous aluminium oxide, high surface (HAO,H,P,old) initial concentration | 1e-40 | g Al/m3
XHAO,L,P,old_0 | Aged P-bound hydrous aluminium oxide, low surface (HAO,L,P,old) initial concentration | 1e-40 | g Al/m3
XCaCO3_0 | Calcium carbonate (CaCO3) initial concentration | 1e-40 | g TSS/m3
XACP_0 | Amorphous calcium phosphate (ACP) initial concentration | 1e-40 | g TSS/m3
XBSH_0 | Brushite (BSH) initial concentration | 1e-40 | g TSS/m3
XSTR_0 | Struvite (STR) initial concentration | 1e-40 | g TSS/m3
XVivi_0 | Vivianite (Vivi) initial concentration | 1e-40 | g TSS/m3
H_0 | Enthalpy initial concentration | 83626 | kJ.m-3
SALPHA_0 | Alpha indicator initial concentration | 0.5
Off-gas concentrations
Symbol | Name | Value | Unit | Comment
GCO2,aer | Carbon dioxide gas (CO2) off-gas concentration under aerated conditions | 1.54 | %v/v
GCH4,aer | Methane gas (CH4) off-gas concentration under aerated conditions | 1e-40 | %v/v
GH2,aer | Hydrogen gas (H2) off-gas concentration under aerated conditions | 1e-40 | %v/v
GO2,aer | Oxygen gas (O2) off-gas concentration under aerated conditions | 18.84 | %v/v
GNH3,aer | Ammonia gas (NH3) off-gas concentration under aerated conditions | 1e-40 | %v/v
GN2,aer | Nitrogen gas (N2) off-gas concentration under aerated conditions | 79.62 | %v/v
GCO2,nonaer | Carbon dioxide gas (CO2) off-gas concentration under non-aerated conditions | 2.3 | %v/v
GCH4,nonaer | Methane gas (CH4) off-gas concentration under non-aerated conditions | 0.04 | %v/v
GH2,nonaer | Hydrogen gas (H2) off-gas concentration under non-aerated conditions | 3.16 | %v/v
GO2,nonaer | Oxygen gas (O2) off-gas concentration under non-aerated conditions | 1e-40 | %v/v
GNH3,nonaer | Ammonia gas (NH3) off-gas concentration under non-aerated conditions | 1e-40 | %v/v
GN2,nonaer | Nitrogen gas (N2) off-gas concentration under non-aerated conditions | 94.5 | %v/v
Aeration gas composition
Symbol | Name | Value | Unit | Comment
GCO2,air,inp | Carbon dioxide gas (CO2) in air input | 0.04 | %v/v
GCH4,air,inp | Methane gas (CH4) in air input | 1e-40 | %v/v
GH2,air,inp | Hydrogen gas (H2) in air input | 1e-40 | %v/v
GO2,air,inp | Oxygen gas (O2) in air input | 20.95 | %v/v
GNH3,air,inp | Ammonia gas (NH3) in air input | 1e-40 | %v/v
GN2,air,inp | Nitrogen gas (N2) in air input | 79.01 | %v/v
Advanced aeration settings
Symbol | Name | Value | Unit | Comment
fcover | Covered fraction of reactor surface | 0 | %
fwave | Waviness factor | 1.9
Tair | Field air temperature | 20 | °C
β | Beta correction factor | 0.95
Ffouling | Diffuser fouling factor | 0.8
fd,sat,eff | Effective saturation depth fraction | 0.5
Lair | Temperature lapse rate for air pressure calculations | 0.0065 | K/m
dbubble,aer | Bubble Sauter mean diameter under aerated conditions | 0.003 | m
dbubble,nonaer | Bubble Sauter mean diameter under non-aerated conditions | 0.01 | m
εgas,aer | Gas hold up under aerated conditions | 0.01 | m3 gas.m-3
εgas,nonaer | Gas hold up under non-aerated conditions | 0.001 | m3 gas.m-3
Oxygen transfer efficiency correlation parameters
Symbol | Name | Value | Unit | Comment
SSOTE0 | Intercept in SSOTE correlation | 7.77 | %/m
expSSOTE | Exponent (absolute value) in SSOTE correlation | 0.01041
SSOTEasym | Asymptote in SSOTE correlation | 5.75 | %/m
divd,diff | Divisor value in diffuser density correction term | 0.1173 | m2/m2
powd,diff | Power value in diffuser density correction term | 0.1329
coefflead,h,diff | Leading coefficient in diffuser submergence correction term | 0.011 | 1/m
powh,diff | Power value in diffuser submergence correction term | 1.6031
coefflin,h,diff | Linear coefficient in diffuser submergence correction term | -0.0229 | 1/m
Model specific parameters
Symbol | Name | Value | Unit | Comment
ηFLOC,Process,aer | Flocculation factor under aerated conditions | 0.25 |  | Only relevant for Sumo2C model
ηFLOC,Process,nonaer | Flocculation factor under non-aerated (mixed) conditions | 0.5 |  | Only relevant for Sumo2C model
Sanity check
Symbol | Name | Value | Unit | Comment
MLSScheckflag | MLSS sanity check | 10000 | g TSS/m3 | Above the value the graphics change as warning.
SO2,checkflag | Anoxic/Anaerobic tank section sign | 0.02 | g O2/m3 | Below the value the grapchics change as infromation about the condition.
Sumo1 - Key parameters
Symbol | Name | Value | Unit | Comment
KO2,NITO,AS | Half-saturation of O2 for NITOs (AS) | 0.2 | g O2/m3
Sumo1 - Aerobic nitrifying organism kinetics (NITO)
Symbol | Name | Value | Unit | Comment
KO2,NITO,AS | Half-saturation of O2 for NITOs (AS) | 0.2 | g O2/m3
DOrand | Enabled
No interpolation | Repeated every 168 hours
Time | SO2
d | g O2/m3
0 | 1.4452
0.0069444 | 2.312
0.013889 | 2.8695
0.020833 | 3
0.027778 | 2.8021
0.034722 | 2.5238
0.041667 | 0.78561
0.048611 | 0.5
0.055556 | 0.5
0.0625 | 0.5
0.069444 | 0.5
0.076389 | 0.5
0.083333 | 1.2184
0.090278 | 1.9349
0.097222 | 1.5477
0.10417 | 0.83427
0.11111 | 0.5
0.11806 | 0.5
0.125 | 0.5
0.13194 | 0.52335
0.13889 | 0.93964
0.14583 | 0.72713
0.15278 | 0.80631
0.15972 | 1.2023
0.16667 | 1.2861
0.17361 | 0.98448
0.18056 | 0.62944
0.1875 | 0.67116
0.19444 | 1.6757
0.20139 | 3
0.20833 | 3
0.21528 | 3
0.22222 | 3
0.22917 | 2.738
0.23611 | 1.4879
0.24306 | 0.79548
0.25 | 0.57316
0.25694 | 0.7703
0.26389 | 0.77351
0.27083 | 0.5
0.27778 | 0.5
0.28472 | 0.5
0.29167 | 0.5
0.29861 | 0.71107
0.30556 | 1.7612
0.3125 | 2.3374
0.31944 | 2.0722
0.32639 | 1.1117
0.33333 | 0.5
0.34028 | 0.5
0.34722 | 0.5
0.35417 | 0.5
0.36111 | 0.5
0.36806 | 0.5
0.375 | 0.5
0.38194 | 1.3651
0.38889 | 2.7672
0.39583 | 3
0.40278 | 3
0.40972 | 2.8247
0.41667 | 2.0274
0.42361 | 1.5201
0.43056 | 1.3216
0.4375 | 1.1143
0.44444 | 0.5
0.45139 | 0.5
0.45833 | 0.5
0.46528 | 0.5
0.47222 | 1.2138
0.47917 | 2.3763
0.48611 | 2.8688
0.49306 | 2.864
0.5 | 3
0.50694 | 2.1872
0.51389 | 0.5
0.52083 | 0.5
0.52778 | 0.5
0.53472 | 0.5
0.54167 | 0.5
0.54861 | 0.5
0.55556 | 0.5
0.5625 | 0.5
0.56944 | 1.7606
0.57639 | 2.9749
0.58333 | 3
0.59028 | 2.7899
0.59722 | 2.2823
0.60417 | 2.7102
0.61111 | 3
0.61806 | 3
0.625 | 3
0.63194 | 3
0.63889 | 3
0.64583 | 3
0.65278 | 3
0.65972 | 3
0.66667 | 2.9557
0.67361 | 1.5757
0.68056 | 0.5
0.6875 | 0.5
0.69444 | 0.5
0.70139 | 2.3215
0.70833 | 3
0.71528 | 3
0.72222 | 3
0.72917 | 1.7324
0.73611 | 1.0324
0.74306 | 1.7099
0.75 | 3
0.75694 | 3
0.76389 | 2.6811
0.77083 | 0.5
0.77778 | 0.5
0.78472 | 0.5
0.79167 | 0.5
0.79861 | 1.3564
0.80556 | 1.7557
0.8125 | 0.62263
0.81944 | 0.5
0.82639 | 0.5
0.83333 | 0.5
0.84028 | 1.387
0.84722 | 1.8045
0.85417 | 1.8856
0.86111 | 2.1599
0.86806 | 2.6355
0.875 | 2.5366
0.88194 | 0.96148
0.88889 | 0.5
0.89583 | 0.5
0.90278 | 0.5
0.90972 | 2.0757
0.91667 | 3
0.92361 | 2.1356
0.93056 | 1.0576
0.9375 | 1.3265
0.94444 | 1.7685
0.95139 | 1.918
0.95833 | 1.7299
0.96528 | 1.0424
0.97222 | 0.86016
0.97917 | 1.1885
0.98611 | 1.488
0.99306 | 1.8599
1 | 2.5712
1.0069 | 3
1.0139 | 3
1.0208 | 2.4134
1.0278 | 0.64632
1.0347 | 0.5
1.0417 | 0.5
1.0486 | 0.66611
1.0556 | 1.5426
1.0625 | 2.8589
1.0694 | 3
1.0764 | 3
1.0833 | 3
1.0903 | 1.4183
1.0972 | 0.5
1.1042 | 0.95087
1.1111 | 2.9069
1.1181 | 3
1.125 | 3
1.1319 | 2.542
1.1389 | 2.3879
1.1458 | 2.1597
1.1528 | 1.5691
1.1597 | 1.3506
1.1667 | 1.4538
1.1736 | 1.8311
1.1806 | 2.2946
1.1875 | 1.9512
1.1944 | 0.60598
1.2014 | 0.5
1.2083 | 0.5
1.2153 | 1.3505
1.2222 | 1.9517
1.2292 | 2.2254
1.2361 | 2.8478
1.2431 | 2.9642
1.25 | 2.7778
1.2569 | 3
1.2639 | 3
1.2708 | 3
1.2778 | 3
1.2847 | 1.8598
1.2917 | 0.5
1.2986 | 0.5
1.3056 | 0.5
1.3125 | 0.5
1.3194 | 1.1617
1.3264 | 1.7088
1.3333 | 2.5843
1.3403 | 2.9389
1.3472 | 1.9982
1.3542 | 0.5
1.3611 | 0.5
1.3681 | 0.65425
1.375 | 0.8417
1.3819 | 0.5
1.3889 | 0.5
1.3958 | 0.5
1.4028 | 0.5
1.4097 | 0.5
1.4167 | 0.5
1.4236 | 0.5
1.4306 | 1.3487
1.4375 | 2.1671
1.4444 | 2.2006
1.4514 | 1.3681
1.4583 | 0.52294
1.4653 | 0.5
1.4722 | 0.50909
1.4792 | 0.5
1.4861 | 0.5
1.4931 | 0.5
1.5 | 0.5
1.5069 | 0.5
1.5139 | 0.5
1.5208 | 0.5
1.5278 | 0.5
1.5347 | 0.6077
1.5417 | 2.2913
1.5486 | 3
1.5556 | 3
1.5625 | 1.9801
1.5694 | 0.5
1.5764 | 0.5
1.5833 | 0.5
1.5903 | 0.5
1.5972 | 0.5
1.6042 | 0.5
1.6111 | 0.5
1.6181 | 0.55898
1.625 | 1.7911
1.6319 | 2.0649
1.6389 | 1.2422
1.6458 | 1.0275
1.6528 | 1.2183
1.6597 | 1.2862
1.6667 | 1.5997
1.6736 | 1.3048
1.6806 | 0.5
1.6875 | 0.5
1.6944 | 0.5
1.7014 | 0.5
1.7083 | 0.5
1.7153 | 0.5
1.7222 | 2.0098
1.7292 | 3
1.7361 | 3
1.7431 | 3
1.75 | 3
1.7569 | 2.5667
1.7639 | 2.5292
1.7708 | 2.163
1.7778 | 1.4241
1.7847 | 1.2909
1.7917 | 1.6198
1.7986 | 2.1679
1.8056 | 2.4941
1.8125 | 2.7496
1.8194 | 2.5514
1.8264 | 1.7132
1.8333 | 1.1745
1.8403 | 1.4829
1.8472 | 2.4918
1.8542 | 2.8555
1.8611 | 2.7449
1.8681 | 2.4398
1.875 | 1.3326
1.8819 | 0.52055
1.8889 | 0.68792
1.8958 | 0.78434
1.9028 | 0.86925
1.9097 | 1.7573
1.9167 | 2.4758
1.9236 | 1.8639
1.9306 | 1.0409
1.9375 | 1.0003
1.9444 | 1.6233
1.9514 | 2.9476
1.9583 | 3
1.9653 | 3
1.9722 | 3
1.9792 | 3
1.9861 | 3
1.9931 | 3
2 | 2.7008
2.0069 | 1.5569
2.0139 | 0.6589
2.0208 | 0.63627
2.0278 | 0.5
2.0347 | 0.5
2.0417 | 0.5
2.0486 | 0.5
2.0556 | 0.5
2.0625 | 2.1855
2.0694 | 3
2.0764 | 3
2.0833 | 2.9758
2.0903 | 2.236
2.0972 | 1.6593
2.1042 | 1.6675
2.1111 | 2.3928
2.1181 | 2.9001
2.125 | 2.7846
2.1319 | 2.85
2.1389 | 2.8049
2.1458 | 2.0791
2.1528 | 1.0603
2.1597 | 0.5
2.1667 | 0.5
2.1736 | 0.5
2.1806 | 0.5
2.1875 | 0.5
2.1944 | 0.5
2.2014 | 0.5
2.2083 | 1.1126
2.2153 | 2.4664
2.2222 | 3
2.2292 | 3
2.2361 | 3
2.2431 | 2.9068
2.25 | 2.5634
2.2569 | 1.9658
2.2639 | 2.2457
2.2708 | 2.7546
2.2778 | 2.4029
2.2847 | 2.3544
2.2917 | 2.5781
2.2986 | 1.7138
2.3056 | 1.1459
2.3125 | 1.2107
2.3194 | 0.5
2.3264 | 0.5
2.3333 | 1.0385
2.3403 | 1.8783
2.3472 | 2.4905
2.3542 | 3
2.3611 | 3
2.3681 | 2.9756
2.375 | 1.8337
2.3819 | 0.5
2.3889 | 0.5
2.3958 | 0.86501
2.4028 | 2.9808
2.4097 | 3
2.4167 | 2.8987
2.4236 | 0.5
2.4306 | 0.5
2.4375 | 0.5
2.4444 | 0.5
2.4514 | 1.4839
2.4583 | 2.2969
2.4653 | 1.3302
2.4722 | 0.5
2.4792 | 0.5
2.4861 | 1.6164
2.4931 | 3
2.5 | 3
2.5069 | 3
2.5139 | 2.2114
2.5208 | 1.9274
2.5278 | 1.9047
2.5347 | 1.297
2.5417 | 0.5
2.5486 | 0.5
2.5556 | 0.5
2.5625 | 0.5
2.5694 | 0.5
2.5764 | 0.5
2.5833 | 0.82196
2.5903 | 1.9792
2.5972 | 2.0941
2.6042 | 1.7506
2.6111 | 1.5523
2.6181 | 0.93591
2.625 | 0.74238
2.6319 | 1.0749
2.6389 | 1.0126
2.6458 | 0.99401
2.6528 | 1.1542
2.6597 | 1.2549
2.6667 | 1.5349
2.6736 | 2.211
2.6806 | 2.5029
2.6875 | 2.6429
2.6944 | 2.9905
2.7014 | 3
2.7083 | 3
2.7153 | 2.6252
2.7222 | 1.2849
2.7292 | 0.5
2.7361 | 0.5
2.7431 | 0.5
2.75 | 0.5
2.7569 | 0.5
2.7639 | 0.5
2.7708 | 0.95133
2.7778 | 2.0396
2.7847 | 3
2.7917 | 3
2.7986 | 2.8257
2.8056 | 2.453
2.8125 | 1.935
2.8194 | 2.0024
2.8264 | 3
2.8333 | 3
2.8403 | 3
2.8472 | 3
2.8542 | 3
2.8611 | 1.9938
2.8681 | 1.7339
2.875 | 2.0297
2.8819 | 1.942
2.8889 | 0.87213
2.8958 | 0.5
2.9028 | 0.5
2.9097 | 0.5
2.9167 | 0.62851
2.9236 | 1.7089
2.9306 | 1.6189
2.9375 | 1.0841
2.9444 | 0.5
2.9514 | 0.5
2.9583 | 0.5
2.9653 | 0.5
2.9722 | 0.5
2.9792 | 0.5
2.9861 | 1.4332
2.9931 | 3
3 | 3
3.0069 | 3
3.0139 | 2.9655
3.0208 | 1.6947
3.0278 | 0.98056
3.0347 | 1.8171
3.0417 | 2.5825
3.0486 | 2.3511
3.0556 | 2.1042
3.0625 | 2.3665
3.0694 | 3
3.0764 | 3
3.0833 | 3
3.0903 | 2.3502
3.0972 | 1.8181
3.1042 | 2.5042
3.1111 | 3
3.1181 | 3
3.125 | 2.5504
3.1319 | 1.1255
3.1389 | 1.1188
3.1458 | 1.4277
3.1528 | 1.125
3.1597 | 1.1783
3.1667 | 1.4275
3.1736 | 0.58073
3.1806 | 0.5
3.1875 | 0.5
3.1944 | 0.5
3.2014 | 0.7248
3.2083 | 2.4068
3.2153 | 2.39
3.2222 | 1.6025
3.2292 | 1.3704
3.2361 | 1.3661
3.2431 | 1.9553
3.25 | 3
3.2569 | 2.9436
3.2639 | 1.8411
3.2708 | 1.5188
3.2778 | 2.1281
3.2847 | 2.9604
3.2917 | 3
3.2986 | 2.5241
3.3056 | 1.3736
3.3125 | 0.5
3.3194 | 0.5
3.3264 | 0.5
3.3333 | 0.5
3.3403 | 0.5
3.3472 | 0.61345
3.3542 | 1.047
3.3611 | 0.94651
3.3681 | 0.5
3.375 | 0.5
3.3819 | 0.5
3.3889 | 0.5
3.3958 | 1.1775
3.4028 | 2.8847
3.4097 | 3
3.4167 | 3
3.4236 | 2.6595
3.4306 | 2.4935
3.4375 | 2.6209
3.4444 | 2.1673
3.4514 | 1.4636
3.4583 | 0.73043
3.4653 | 0.5
3.4722 | 1.2601
3.4792 | 2.1659
3.4861 | 2.2497
3.4931 | 2.5422
3.5 | 3
3.5069 | 2.9393
3.5139 | 2.857
3.5208 | 2.5795
3.5278 | 1.1519
3.5347 | 0.5
3.5417 | 1.3072
3.5486 | 1.8557
3.5556 | 1.9073
3.5625 | 2.1863
3.5694 | 1.674
3.5764 | 0.64647
3.5833 | 0.5
3.5903 | 0.5
3.5972 | 0.5
3.6042 | 0.5
3.6111 | 0.5
3.6181 | 0.5
3.625 | 2.1885
3.6319 | 3
3.6389 | 3
3.6458 | 3
3.6528 | 2.292
3.6597 | 0.66448
3.6667 | 0.5
3.6736 | 0.5
3.6806 | 1.231
3.6875 | 1.8185
3.6944 | 1.4321
3.7014 | 0.5
3.7083 | 0.5
3.7153 | 1.6629
3.7222 | 3
3.7292 | 3
3.7361 | 3
3.7431 | 3
3.75 | 2.926
3.7569 | 1.9263
3.7639 | 1.6959
3.7708 | 2.4496
3.7778 | 2.9982
3.7847 | 2.531
3.7917 | 1.6964
3.7986 | 1.3617
3.8056 | 1.6186
3.8125 | 2.0961
3.8194 | 2.4539
3.8264 | 2.5546
3.8333 | 2.7068
3.8403 | 2.2446
3.8472 | 1.2419
3.8542 | 0.5
3.8611 | 0.5
3.8681 | 0.56873
3.875 | 1.5218
3.8819 | 2.6335
3.8889 | 3
3.8958 | 3
3.9028 | 2.3144
3.9097 | 2.1752
3.9167 | 1.7425
3.9236 | 1.5993
3.9306 | 2.1472
3.9375 | 2.0993
3.9444 | 2.054
3.9514 | 2.1554
3.9583 | 1.9402
3.9653 | 1.4528
3.9722 | 0.88002
3.9792 | 0.62558
3.9861 | 1.1912
3.9931 | 2.5272
4 | 3
4.0069 | 3
4.0139 | 3
4.0208 | 1.1205
4.0278 | 0.5
4.0347 | 0.5
4.0417 | 0.5
4.0486 | 0.5
4.0556 | 0.5
4.0625 | 0.5
4.0694 | 0.5
4.0764 | 0.71234
4.0833 | 1.7308
4.0903 | 1.5106
4.0972 | 0.5
4.1042 | 0.5
4.1111 | 0.5
4.1181 | 0.5
4.125 | 0.5
4.1319 | 1.1661
4.1389 | 1.7237
4.1458 | 1.4579
4.1528 | 0.7983
4.1597 | 0.5
4.1667 | 0.5
4.1736 | 0.5
4.1806 | 0.5
4.1875 | 1.4984
4.1944 | 3
4.2014 | 3
4.2083 | 3
4.2153 | 3
4.2222 | 3
4.2292 | 2.1674
4.2361 | 1.6311
4.2431 | 1.135
4.25 | 1.1168
4.2569 | 2.0314
4.2639 | 2.5472
4.2708 | 2.1696
4.2778 | 1.9883
4.2847 | 2.0384
4.2917 | 2.2458
4.2986 | 2.1828
4.3056 | 1.3793
4.3125 | 0.55535
4.3194 | 0.5
4.3264 | 1.3863
4.3333 | 2.7206
4.3403 | 2.7965
4.3472 | 1.7533
4.3542 | 0.91048
4.3611 | 0.5
4.3681 | 0.58587
4.375 | 0.76907
4.3819 | 0.5
4.3889 | 0.5
4.3958 | 0.5
4.4028 | 0.5
4.4097 | 0.60914
4.4167 | 1.9268
4.4236 | 2.9224
4.4306 | 3
4.4375 | 3
4.4444 | 2.2516
4.4514 | 0.5
4.4583 | 0.5
4.4653 | 0.5
4.4722 | 0.5
4.4792 | 0.55072
4.4861 | 1.8079
4.4931 | 2.4649
4.5 | 1.9615
4.5069 | 1.3539
4.5139 | 1.0408
4.5208 | 0.5
4.5278 | 0.5
4.5347 | 1.7688
4.5417 | 2.6467
4.5486 | 3
4.5556 | 3
4.5625 | 3
4.5694 | 1.3854
4.5764 | 0.82521
4.5833 | 1.1805
4.5903 | 1.0709
4.5972 | 1.4612
4.6042 | 1.6488
4.6111 | 0.75459
4.6181 | 0.5
4.625 | 1.428
4.6319 | 2.3384
4.6389 | 2.5337
4.6458 | 2.5674
4.6528 | 1.8832
4.6597 | 1.7029
4.6667 | 2.1238
4.6736 | 2.1211
4.6806 | 1.7339
4.6875 | 1.4134
4.6944 | 1.3067
4.7014 | 1.9099
4.7083 | 2.1399
4.7153 | 1.242
4.7222 | 0.93393
4.7292 | 1.1011
4.7361 | 0.62577
4.7431 | 0.5
4.75 | 0.5
4.7569 | 0.5
4.7639 | 1.6353
4.7708 | 3
4.7778 | 3
4.7847 | 2.5563
4.7917 | 1.0321
4.7986 | 0.5
4.8056 | 0.5
4.8125 | 0.5
4.8194 | 0.5
4.8264 | 0.5
4.8333 | 0.5
4.8403 | 0.5
4.8472 | 0.5
4.8542 | 0.5
4.8611 | 0.5
4.8681 | 0.5
4.875 | 0.78651
4.8819 | 1.8619
4.8889 | 2.4126
4.8958 | 1.6909
4.9028 | 0.5
4.9097 | 0.5
4.9167 | 0.5
4.9236 | 0.5
4.9306 | 0.5
4.9375 | 0.62658
4.9444 | 1.9135
4.9514 | 3
4.9583 | 3
4.9653 | 3
4.9722 | 3
4.9792 | 2.38
4.9861 | 0.87435
4.9931 | 0.51673
5 | 1.1659
5.0069 | 0.99422
5.0139 | 0.5
5.0208 | 0.5
5.0278 | 0.5
5.0347 | 1.2862
5.0417 | 2.3421
5.0486 | 2.8346
5.0556 | 2.4434
5.0625 | 1.4701
5.0694 | 0.5
5.0764 | 0.5
5.0833 | 0.63383
5.0903 | 1.769
5.0972 | 2.9935
5.1042 | 3
5.1111 | 2.0054
5.1181 | 1.171
5.125 | 1.0443
5.1319 | 0.58978
5.1389 | 0.5
5.1458 | 0.5
5.1528 | 0.83483
5.1597 | 2.3008
5.1667 | 3
5.1736 | 3
5.1806 | 1.9723
5.1875 | 1.0718
5.1944 | 1.3002
5.2014 | 1.874
5.2083 | 1.7757
5.2153 | 1.5894
5.2222 | 1.6672
5.2292 | 1.7411
5.2361 | 1.543
5.2431 | 1.6124
5.25 | 2.172
5.2569 | 2.4767
5.2639 | 2.5674
5.2708 | 2.9382
5.2778 | 2.5122
5.2847 | 1.5044
5.2917 | 1.801
5.2986 | 2.3848
5.3056 | 1.8087
5.3125 | 1.3412
5.3194 | 1.8291
5.3264 | 2.1513
5.3333 | 1.9267
5.3403 | 1.886
5.3472 | 1.6453
5.3542 | 1.4754
5.3611 | 2.3414
5.3681 | 3
5.375 | 3
5.3819 | 3
5.3889 | 2.4726
5.3958 | 1.9981
5.4028 | 1.6943
5.4097 | 1.0625
5.4167 | 1.0256
5.4236 | 1.7557
5.4306 | 2.0229
5.4375 | 2.0786
5.4444 | 1.9828
5.4514 | 1.2718
5.4583 | 1.0822
5.4653 | 1.4517
5.4722 | 1.4773
5.4792 | 0.5
5.4861 | 0.5
5.4931 | 0.5
5.5 | 0.5
5.5069 | 0.5
5.5139 | 0.5251
5.5208 | 1.5978
5.5278 | 2.5656
5.5347 | 3
5.5417 | 3
5.5486 | 3
5.5556 | 2.1846
5.5625 | 0.89205
5.5694 | 0.77696
5.5764 | 2.1789
5.5833 | 3
5.5903 | 3
5.5972 | 3
5.6042 | 2.5184
5.6111 | 0.5
5.6181 | 0.5
5.625 | 0.5
5.6319 | 0.5
5.6389 | 0.61642
5.6458 | 2.6405
5.6528 | 3
5.6597 | 3
5.6667 | 3
5.6736 | 2.933
5.6806 | 2.3885
5.6875 | 2.7814
5.6944 | 2.6604
5.7014 | 2.4455
5.7083 | 2.8032
5.7153 | 2.8728
5.7222 | 2.3172
5.7292 | 1.8045
5.7361 | 1.3173
5.7431 | 0.98746
5.75 | 1.1211
5.7569 | 1.5129
5.7639 | 2.1233
5.7708 | 2.2073
5.7778 | 2.1021
5.7847 | 2.4967
5.7917 | 3
5.7986 | 3
5.8056 | 3
5.8125 | 2.8005
5.8194 | 1.8793
5.8264 | 2.0961
5.8333 | 2.5637
5.8403 | 2.9448
5.8472 | 3
5.8542 | 3
5.8611 | 2.2901
5.8681 | 1.062
5.875 | 0.5
5.8819 | 0.5
5.8889 | 0.92738
5.8958 | 1.9102
5.9028 | 1.5107
5.9097 | 0.70207
5.9167 | 0.5
5.9236 | 0.84541
5.9306 | 1.0507
5.9375 | 0.67973
5.9444 | 0.87372
5.9514 | 2.1562
5.9583 | 2.6997
5.9653 | 1.7063
5.9722 | 0.5
5.9792 | 0.5
5.9861 | 0.5
5.9931 | 2.605
6 | 3
6.0069 | 3
6.0139 | 2.5125
6.0208 | 2.5752
6.0278 | 2.3883
6.0347 | 2.1933
6.0417 | 1.9762
6.0486 | 1.351
6.0556 | 0.68019
6.0625 | 0.5
6.0694 | 0.5
6.0764 | 0.5
6.0833 | 0.5
6.0903 | 0.5
6.0972 | 0.5
6.1042 | 1.7213
6.1111 | 3
6.1181 | 3
6.125 | 2.6133
6.1319 | 1.3369
6.1389 | 1.1599
6.1458 | 2.5535
6.1528 | 3
6.1597 | 3
6.1667 | 3
6.1736 | 3
6.1806 | 3
6.1875 | 2.0575
6.1944 | 2.224
6.2014 | 2.7431
6.2083 | 3
6.2153 | 3
6.2222 | 3
6.2292 | 3
6.2361 | 3
6.2431 | 3
6.25 | 3
6.2569 | 2.716
6.2639 | 2.4259
6.2708 | 3
6.2778 | 3
6.2847 | 3
6.2917 | 3
6.2986 | 3
6.3056 | 1.4784
6.3125 | 1.1643
6.3194 | 1.6393
6.3264 | 2.0165
6.3333 | 2.041
6.3403 | 1.0037
6.3472 | 0.5
6.3542 | 0.5
6.3611 | 0.5
6.3681 | 0.5
6.375 | 0.86691
6.3819 | 1.094
6.3889 | 1.281
6.3958 | 1.8065
6.4028 | 2.4446
6.4097 | 3
6.4167 | 3
6.4236 | 3
6.4306 | 2.2981
6.4375 | 1.3389
6.4444 | 0.5
6.4514 | 0.53198
6.4583 | 1.2974
6.4653 | 1.5432
6.4722 | 1.5508
6.4792 | 1.0895
6.4861 | 0.5
6.4931 | 0.5
6.5 | 0.5
6.5069 | 1.3769
6.5139 | 2.0024
6.5208 | 2.4137
6.5278 | 2.3379
6.5347 | 2.145
6.5417 | 1.783
6.5486 | 0.72316
6.5556 | 0.5
6.5625 | 1.2402
6.5694 | 3
6.5764 | 3
6.5833 | 3
6.5903 | 1.5638
6.5972 | 0.5
6.6042 | 0.5
6.6111 | 0.81787
6.6181 | 2.1526
6.625 | 2.8757
6.6319 | 2.4804
6.6389 | 1.4075
6.6458 | 0.5
6.6528 | 0.5
6.6597 | 0.6009
6.6667 | 1.3864
6.6736 | 2.1793
6.6806 | 2.6917
6.6875 | 3
6.6944 | 3
6.7014 | 3
6.7083 | 3
6.7153 | 2.2218
6.7222 | 1.3639
6.7292 | 0.62769
6.7361 | 0.9498
6.7431 | 0.83239
6.75 | 0.5
6.7569 | 0.65599
6.7639 | 1.8275
6.7708 | 2.8698
6.7778 | 3
6.7847 | 2.4445
6.7917 | 1.3558
6.7986 | 0.75106
6.8056 | 1.1512
6.8125 | 2.4812
6.8194 | 3
6.8264 | 2.4266
6.8333 | 0.95844
6.8403 | 0.5
6.8472 | 0.65726
6.8542 | 2.3515
6.8611 | 3
6.8681 | 3
6.875 | 3
6.8819 | 3
6.8889 | 2.8544
6.8958 | 0.77248
6.9028 | 0.5
6.9097 | 0.5
6.9167 | 0.5
6.9236 | 0.5
6.9306 | 0.5
6.9375 | 0.5
6.9444 | 0.5
6.9514 | 0.5
6.9583 | 0.79719
6.9653 | 1.9135
6.9722 | 2.7362
6.9792 | 3
6.9861 | 3
6.9931 | 2.6662
7 | 1.6622
DOsmallrange | Disabled
No interpolation
Time | SO2
d | g O2/m3
0 | 0.50685
0.0069444 | 0.59512
0.013889 | 0.46552
0.020833 | 0.50359
0.027778 | 0.61221
0.034722 | 0.53237
0.041667 | 0.45888
0.048611 | 0.43582
0.055556 | 0.43385
0.0625 | 0.47747
0.069444 | 0.41701
0.076389 | 0.48738
0.083333 | 0.53087
0.090278 | 0.44299
0.097222 | 0.55388
0.10417 | 0.54669
0.11111 | 0.30259
0.11806 | 0.5363
0.125 | 0.43383
0.13194 | 0.4723
0.13889 | 0.44787
0.14583 | 0.56549
0.15278 | 0.48634
0.15972 | 0.39972
0.16667 | 0.51826
0.17361 | 0.624
0.18056 | 0.45698
0.1875 | 0.36231
0.19444 | 0.45622
0.20139 | 0.53819
0.20833 | 0.58313
0.21528 | 0.54271
0.22222 | 0.67635
0.22917 | 0.59457
0.23611 | 0.46565
0.24306 | 0.38682
0.25 | 0.56517
0.25694 | 0.5225
0.26389 | 0.48789
0.27083 | 0.43302
0.27778 | 0.4691
0.28472 | 0.48742
0.29167 | 0.41973
0.29861 | 0.45789
0.30556 | 0.48458
0.3125 | 0.63254
0.31944 | 0.54107
0.32639 | 0.40522
0.33333 | 0.44136
0.34028 | 0.49376
0.34722 | 0.37898
0.35417 | 0.46138
0.36111 | 0.50641
0.36806 | 0.34291
0.375 | 0.49525
0.38194 | 0.46416
0.38889 | 0.56519
0.39583 | 0.57244
0.40278 | 0.58323
0.40972 | 0.54609
0.41667 | 0.44191
0.42361 | 0.55117
0.43056 | 0.44841
0.4375 | 0.53254
0.44444 | 0.44509
0.45139 | 0.49042
0.45833 | 0.39502
0.46528 | 0.38792
0.47222 | 0.61555
0.47917 | 0.47643
0.48611 | 0.55776
0.49306 | 0.51395
0.5 | 0.56937
0.50694 | 0.48699
0.51389 | 0.51955
0.52083 | 0.27196
0.52778 | 0.40191
0.53472 | 0.44259
0.54167 | 0.25983
0.54861 | 0.34781
0.55556 | 0.34912
0.5625 | 0.50857
0.56944 | 0.45471
0.57639 | 0.66692
0.58333 | 0.54525
0.59028 | 0.51067
0.59722 | 0.5656
0.60417 | 0.43352
0.61111 | 0.68876
0.61806 | 0.61308
0.625 | 0.60984
0.63194 | 0.49148
0.63889 | 0.58758
0.64583 | 0.60198
0.65278 | 0.57996
0.65972 | 0.67586
0.66667 | 0.53106
0.67361 | 0.43494
0.68056 | 0.5171
0.6875 | 0.36426
0.69444 | 0.43435
0.70139 | 0.54528
0.70833 | 0.66493
0.71528 | 0.69578
0.72222 | 0.5687
0.72917 | 0.51297
0.73611 | 0.37348
0.74306 | 0.4979
0.75 | 0.60186
0.75694 | 0.56517
0.76389 | 0.49267
0.77083 | 0.48621
0.77778 | 0.40599
0.78472 | 0.41825
0.79167 | 0.35169
0.79861 | 0.56391
0.80556 | 0.51486
0.8125 | 0.22103
0.81944 | 0.48054
0.82639 | 0.39982
0.83333 | 0.43331
0.84028 | 0.55092
0.84722 | 0.57537
0.85417 | 0.4905
0.86111 | 0.46024
0.86806 | 0.61125
0.875 | 0.61809
0.88194 | 0.47905
0.88889 | 0.36917
0.89583 | 0.42531
0.90278 | 0.30379
0.90972 | 0.59516
0.91667 | 0.51822
0.92361 | 0.76395
0.93056 | 0.27237
0.9375 | 0.45638
0.94444 | 0.55714
0.95139 | 0.65321
0.95833 | 0.45965
0.96528 | 0.3336
0.97222 | 0.64752
0.97917 | 0.40749
0.98611 | 0.61142
0.99306 | 0.45208
1 | 0.54695
1.0069 | 0.61237
1.0139 | 0.61861
1.0208 | 0.47889
1.0278 | 0.56231
1.0347 | 0.38436
1.0417 | 0.43243
1.0486 | 0.48052
1.0556 | 0.67237
1.0625 | 0.39367
1.0694 | 0.64658
1.0764 | 0.61182
1.0833 | 0.66615
1.0903 | 0.39652
1.0972 | 0.4463
1.1042 | 0.38524
1.1111 | 0.5785
1.1181 | 0.57282
1.125 | 0.54648
1.1319 | 0.49319
1.1389 | 0.45396
1.1458 | 0.62755
1.1528 | 0.53451
1.1597 | 0.28332
1.1667 | 0.42613
1.1736 | 0.64304
1.1806 | 0.63671
1.1875 | 0.43608
1.1944 | 0.45295
1.2014 | 0.48006
1.2083 | 0.5142
1.2153 | 0.32903
1.2222 | 0.64454
1.2292 | 0.50927
1.2361 | 0.57595
1.2431 | 0.45787
1.25 | 0.63349
1.2569 | 0.61669
1.2639 | 0.40498
1.2708 | 0.67605
1.2778 | 0.55538
1.2847 | 0.55884
1.2917 | 0.46023
1.2986 | 0.40732
1.3056 | 0.5628
1.3125 | 0.41743
1.3194 | 0.50488
1.3264 | 0.39677
1.3333 | 0.65002
1.3403 | 0.50072
1.3472 | 0.57407
1.3542 | 0.31541
1.3611 | 0.48941
1.3681 | 0.38616
1.375 | 0.68772
1.3819 | 0.48695
1.3889 | 0.39975
1.3958 | 0.413
1.4028 | 0.51087
1.4097 | 0.42916
1.4167 | 0.26889
1.4236 | 0.48191
1.4306 | 0.49923
1.4375 | 0.55245
1.4444 | 0.52851
1.4514 | 0.46283
1.4583 | 0.53232
1.4653 | 0.3544
1.4722 | 0.42125
1.4792 | 0.60172
1.4861 | 0.44279
1.4931 | 0.47303
1.5 | 0.44521
1.5069 | 0.49846
1.5139 | 0.38543
1.5208 | 0.49118
1.5278 | 0.45358
1.5347 | 0.54119
1.5417 | 0.69603
1.5486 | 0.52201
1.5556 | 0.57713
1.5625 | 0.46191
1.5694 | 0.4127
1.5764 | 0.47557
1.5833 | 0.46653
1.5903 | 0.54061
1.5972 | 0.34307
1.6042 | 0.40285
1.6111 | 0.62932
1.6181 | 0.41555
1.625 | 0.46731
1.6319 | 0.43235
1.6389 | 0.58378
1.6458 | 0.50622
1.6528 | 0.51443
1.6597 | 0.38652
1.6667 | 0.47207
1.6736 | 0.4246
1.6806 | 0.58929
1.6875 | 0.44085
1.6944 | 0.4067
1.7014 | 0.68495
1.7083 | 0.57771
1.7153 | 0.4942
1.7222 | 0.60831
1.7292 | 0.54653
1.7361 | 0.47493
1.7431 | 0.58946
1.75 | 0.34951
1.7569 | 0.59072
1.7639 | 0.28587
1.7708 | 0.65743
1.7778 | 0.52755
1.7847 | 0.47887
1.7917 | 0.57712
1.7986 | 0.48586
1.8056 | 0.57092
1.8125 | 0.42433
1.8194 | 0.5027
1.8264 | 0.53445
1.8333 | 0.5514
1.8403 | 0.37693
1.8472 | 0.38969
1.8542 | 0.53535
1.8611 | 0.47002
1.8681 | 0.33498
1.875 | 0.60956
1.8819 | 0.46656
1.8889 | 0.59997
1.8958 | 0.49668
1.9028 | 0.50016
1.9097 | 0.4573
1.9167 | 0.41352
1.9236 | 0.58105
1.9306 | 0.53598
1.9375 | 0.64405
1.9444 | 0.6596
1.9514 | 0.43
1.9583 | 0.75891
1.9653 | 0.72362
1.9722 | 0.50075
1.9792 | 0.52187
1.9861 | 0.31887
1.9931 | 0.58926
2 | 0.33703
2.0069 | 0.51099
2.0139 | 0.3293
2.0208 | 0.34761
2.0278 | 0.54654
2.0347 | 0.499
2.0417 | 0.53986
2.0486 | 0.6029
2.0556 | 0.66507
2.0625 | 0.23177
2.0694 | 0.54583
2.0764 | 0.52566
2.0833 | 0.55834
2.0903 | 0.51064
2.0972 | 0.516
2.1042 | 0.62286
2.1111 | 0.49085
2.1181 | 0.51343
2.125 | 0.55555
2.1319 | 0.38607
2.1389 | 0.45945
2.1458 | 0.45217
2.1528 | 0.35784
2.1597 | 0.32386
2.1667 | 0.41982
2.1736 | 0.44742
2.1806 | 0.50425
2.1875 | 0.5156
2.1944 | 0.61221
2.2014 | 0.49241
2.2083 | 0.68999
2.2153 | 0.46287
2.2222 | 0.5907
2.2292 | 0.52631
2.2361 | 0.54651
2.2431 | 0.43012
2.25 | 0.67729
2.2569 | 0.55831
2.2639 | 0.4762
2.2708 | 0.50534
2.2778 | 0.65359
2.2847 | 0.36214
2.2917 | 0.42934
2.2986 | 0.58062
2.3056 | 0.43664
2.3125 | 0.56714
2.3194 | 0.51969
2.3264 | 0.55837
2.3333 | 0.51609
2.3403 | 0.64033
2.3472 | 0.45073
2.3542 | 0.5291
2.3611 | 0.37592
2.3681 | 0.51835
2.375 | 0.49146
2.3819 | 0.6341
2.3889 | 0.73079
2.3958 | 0.32087
2.4028 | 0.28566
2.4097 | 0.40549
2.4167 | 0.45542
2.4236 | 0.55728
2.4306 | 0.50252
2.4375 | 0.5042
2.4444 | 0.47974
2.4514 | 0.29146
2.4583 | 0.46536
2.4653 | 0.87084
2.4722 | 0.43669
2.4792 | 0.69433
2.4861 | 0.46294
2.4931 | 0.536
2.5 | 0.43716
2.5069 | 0.4287
2.5139 | 0.4804
2.5208 | 0.48029
2.5278 | 0.38561
2.5347 | 0.51699
2.5417 | 0.24188
2.5486 | 0.53686
2.5556 | 0.53367
2.5625 | 0.55599
2.5694 | 0.43412
2.5764 | 0.41651
2.5833 | 0.61424
2.5903 | 0.46778
2.5972 | 0.39422
2.6042 | 0.59474
2.6111 | 0.43901
2.6181 | 0.46863
2.625 | 0.66782
2.6319 | 0.46885
2.6389 | 0.58288
2.6458 | 0.49006
2.6528 | 0.57452
2.6597 | 0.53619
2.6667 | 0.49249
2.6736 | 0.38962
2.6806 | 0.45493
2.6875 | 0.49496
2.6944 | 0.41079
2.7014 | 0.51031
2.7083 | 0.46705
2.7153 | 0.49823
2.7222 | 0.51034
2.7292 | 0.52515
2.7361 | 0.55452
2.7431 | 0.54144
2.75 | 0.47545
2.7569 | 0.4745
2.7639 | 0.62188
2.7708 | 0.44662
2.7778 | 0.59779
2.7847 | 0.62105
2.7917 | 0.55731
2.7986 | 0.51566
2.8056 | 0.46671
2.8125 | 0.51775
2.8194 | 0.53515
2.8264 | 0.50922
2.8333 | 0.44827
2.8403 | 0.48333
2.8472 | 0.34015
2.8542 | 0.41385
2.8611 | 0.42215
2.8681 | 0.54821
2.875 | 0.5688
2.8819 | 0.31949
2.8889 | 0.44819
2.8958 | 0.61871
2.9028 | 0.47372
2.9097 | 0.50089
2.9167 | 0.25218
2.9236 | 0.42699
2.9306 | 0.54763
2.9375 | 0.52607
2.9444 | 0.58708
2.9514 | 0.76795
2.9583 | 0.45399
2.9653 | 0.53127
2.9722 | 0.49086
2.9792 | 0.50196
2.9861 | 0.4649
2.9931 | 0.64724
3 | 0.57065
3.0069 | 0.36069
3.0139 | 0.53703
3.0208 | 0.67123
3.0278 | 0.63275
3.0347 | 0.51348
3.0417 | 0.27824
3.0486 | 0.58848
3.0556 | 0.70438
3.0625 | 0.57057
3.0694 | 0.48694
3.0764 | 0.47181
3.0833 | 0.58728
3.0903 | 0.41821
3.0972 | 0.62154
3.1042 | 0.4998
3.1111 | 0.34727
3.1181 | 0.62135
3.125 | 0.46086
3.1319 | 0.44109
3.1389 | 0.42098
3.1458 | 0.54544
3.1528 | 0.34697
3.1597 | 0.60495
3.1667 | 0.53098
3.1736 | 0.27402
3.1806 | 0.48462
3.1875 | 0.69069
3.1944 | 0.49877
3.2014 | 0.62624
3.2083 | 0.46501
3.2153 | 0.55296
3.2222 | 0.3676
3.2292 | 0.57755
3.2361 | 0.69643
3.2431 | 0.52882
3.25 | 0.46122
3.2569 | 0.42228
3.2639 | 0.52972
3.2708 | 0.38286
3.2778 | 0.50419
3.2847 | 0.40071
3.2917 | 0.44275
3.2986 | 0.4725
3.3056 | 0.63072
3.3125 | 0.40516
3.3194 | 0.42826
3.3264 | 0.41733
3.3333 | 0.35503
3.3403 | 0.46479
3.3472 | 0.68992
3.3542 | 0.59358
3.3611 | 0.49419
3.3681 | 0.47596
3.375 | 0.58342
3.3819 | 0.50633
3.3889 | 0.51751
3.3958 | 0.54104
3.4028 | 0.31002
3.4097 | 0.59667
3.4167 | 0.32084
3.4236 | 0.51041
3.4306 | 0.70953
3.4375 | 0.52039
3.4444 | 0.46379
3.4514 | 0.54084
3.4583 | 0.68223
3.4653 | 0.54666
3.4722 | 0.43146
3.4792 | 0.60716
3.4861 | 0.31972
3.4931 | 0.55114
3.5 | 0.59746
3.5069 | 0.33886
3.5139 | 0.5112
3.5208 | 0.53658
3.5278 | 0.43756
3.5347 | 0.40131
3.5417 | 0.33928
3.5486 | 0.40217
3.5556 | 0.38275
3.5625 | 0.38558
3.5694 | 0.65776
3.5764 | 0.5709
3.5833 | 0.57218
3.5903 | 0.56352
3.5972 | 0.58955
3.6042 | 0.35712
3.6111 | 0.50988
3.6181 | 0.3895
3.625 | 0.49824
3.6319 | 0.71179
3.6389 | 0.48994
3.6458 | 0.45737
3.6528 | 0.45128
3.6597 | 0.46328
3.6667 | 0.69828
3.6736 | 0.57526
3.6806 | 0.62477
3.6875 | 0.63465
3.6944 | 0.54866
3.7014 | 0.44447
3.7083 | 0.48929
3.7153 | 0.55089
3.7222 | 0.57663
3.7292 | 0.55446
3.7361 | 0.49543
3.7431 | 0.44492
3.75 | 0.74002
3.7569 | 0.42307
3.7639 | 0.66534
3.7708 | 0.47868
3.7778 | 0.6462
3.7847 | 0.43159
3.7917 | 0.59212
3.7986 | 0.41679
3.8056 | 0.48652
3.8125 | 0.45663
3.8194 | 0.57213
3.8264 | 0.57578
3.8333 | 0.49568
3.8403 | 0.51808
3.8472 | 0.60123
3.8542 | 0.41773
3.8611 | 0.50359
3.8681 | 0.54457
3.875 | 0.52448
3.8819 | 0.39592
3.8889 | 0.60557
3.8958 | 0.44536
3.9028 | 0.68166
3.9097 | 0.49312
3.9167 | 0.27989
3.9236 | 0.556
3.9306 | 0.31242
3.9375 | 0.6241
3.9444 | 0.53538
3.9514 | 0.61059
3.9583 | 0.58294
3.9653 | 0.44247
3.9722 | 0.36928
3.9792 | 0.37987
3.9861 | 0.4142
3.9931 | 0.40584
4 | 0.35765
4.0069 | 0.4704
4.0139 | 0.5647
4.0208 | 0.47932
4.0278 | 0.50159
4.0347 | 0.32803
4.0417 | 0.45379
4.0486 | 0.40713
4.0556 | 0.56957
4.0625 | 0.28201
4.0694 | 0.56321
4.0764 | 0.56541
4.0833 | 0.50095
4.0903 | 0.43502
4.0972 | 0.38361
4.1042 | 0.40525
4.1111 | 0.38942
4.1181 | 0.36293
4.125 | 0.66373
4.1319 | 0.61327
4.1389 | 0.5857
4.1458 | 0.56498
4.1528 | 0.42182
4.1597 | 0.62973
4.1667 | 0.49527
4.1736 | 0.42293
4.1806 | 0.60372
4.1875 | 0.408
4.1944 | 0.62073
4.2014 | 0.58956
4.2083 | 0.47227
4.2153 | 0.48387
4.2222 | 0.59515
4.2292 | 0.58702
4.2361 | 0.50366
4.2431 | 0.41106
4.25 | 0.469
4.2569 | 0.54123
4.2639 | 0.49366
4.2708 | 0.56988
4.2778 | 0.59118
4.2847 | 0.47399
4.2917 | 0.37635
4.2986 | 0.56369
4.3056 | 0.41847
4.3125 | 0.52289
4.3194 | 0.37011
4.3264 | 0.43621
4.3333 | 0.47958
4.3403 | 0.54837
4.3472 | 0.39025
4.3542 | 0.58539
4.3611 | 0.59186
4.3681 | 0.56656
4.375 | 0.60656
4.3819 | 0.44505
4.3889 | 0.41539
4.3958 | 0.39242
4.4028 | 0.46528
4.4097 | 0.47333
4.4167 | 0.53377
4.4236 | 0.46574
4.4306 | 0.62221
4.4375 | 0.49064
4.4444 | 0.37937
4.4514 | 0.54886
4.4583 | 0.46392
4.4653 | 0.4309
4.4722 | 0.50693
4.4792 | 0.57242
4.4861 | 0.58149
4.4931 | 0.44547
4.5 | 0.61806
4.5069 | 0.32169
4.5139 | 0.48523
4.5208 | 0.45376
4.5278 | 0.72847
4.5347 | 0.42138
4.5417 | 0.50181
4.5486 | 0.4157
4.5556 | 0.56438
4.5625 | 0.53381
4.5694 | 0.61511
4.5764 | 0.31217
4.5833 | 0.57555
4.5903 | 0.44572
4.5972 | 0.60923
4.6042 | 0.5138
4.6111 | 0.32242
4.6181 | 0.51999
4.625 | 0.5204
4.6319 | 0.47188
4.6389 | 0.54715
4.6458 | 0.48621
4.6528 | 0.40708
4.6597 | 0.74221
4.6667 | 0.42926
4.6736 | 0.48518
4.6806 | 0.41489
4.6875 | 0.55801
4.6944 | 0.61912
4.7014 | 0.49037
4.7083 | 0.66543
4.7153 | 0.45853
4.7222 | 0.44901
4.7292 | 0.39892
4.7361 | 0.44254
4.7431 | 0.50351
4.75 | 0.45615
4.7569 | 0.26722
4.7639 | 0.58744
4.7708 | 0.43702
4.7778 | 0.46057
4.7847 | 0.35243
4.7917 | 0.3828
4.7986 | 0.53802
4.8056 | 0.4726
4.8125 | 0.646
4.8194 | 0.43138
4.8264 | 0.59148
4.8333 | 0.42061
4.8403 | 0.40046
4.8472 | 0.34339
4.8542 | 0.50245
4.8611 | 0.45547
4.8681 | 0.43057
4.875 | 0.58374
4.8819 | 0.51891
4.8889 | 0.62689
4.8958 | 0.64057
4.9028 | 0.43589
4.9097 | 0.53655
4.9167 | 0.40965
4.9236 | 0.46992
4.9306 | 0.53047
4.9375 | 0.51457
4.9444 | 0.25275
4.9514 | 0.31339
4.9583 | 0.59588
4.9653 | 0.54585
4.9722 | 0.56312
4.9792 | 0.33369
4.9861 | 0.54957
4.9931 | 0.51116
5 | 0.43515
5.0069 | 0.33351
5.0139 | 0.5272
5.0208 | 0.65474
5.0278 | 0.55212
5.0347 | 0.38805
5.0417 | 0.57082
5.0486 | 0.40846
5.0556 | 0.53561
5.0625 | 0.49247
5.0694 | 0.35783
5.0764 | 0.50362
5.0833 | 0.50043
5.0903 | 0.54816
5.0972 | 0.6067
5.1042 | 0.46501
5.1111 | 0.52865
5.1181 | 0.42221
5.125 | 0.55317
5.1319 | 0.51791
5.1389 | 0.52931
5.1458 | 0.27497
5.1528 | 0.5895
5.1597 | 0.50769
5.1667 | 0.6422
5.1736 | 0.45361
5.1806 | 0.55933
5.1875 | 0.82907
5.1944 | 0.52819
5.2014 | 0.37953
5.2083 | 0.71606
5.2153 | 0.52206
5.2222 | 0.42737
5.2292 | 0.5589
5.2361 | 0.54642
5.2431 | 0.33983
5.25 | 0.51784
5.2569 | 0.52318
5.2639 | 0.63085
5.2708 | 0.28778
5.2778 | 0.5029
5.2847 | 0.56643
5.2917 | 0.56353
5.2986 | 0.57869
5.3056 | 0.52515
5.3125 | 0.51624
5.3194 | 0.52223
5.3264 | 0.31069
5.3333 | 0.64304
5.3403 | 0.50709
5.3472 | 0.30056
5.3542 | 0.56166
5.3611 | 0.56586
5.3681 | 0.56319
5.375 | 0.34865
5.3819 | 0.55175
5.3889 | 0.44893
5.3958 | 0.63697
5.4028 | 0.41573
5.4097 | 0.44537
5.4167 | 0.36136
5.4236 | 0.40896
5.4306 | 0.46239
5.4375 | 0.58728
5.4444 | 0.4672
5.4514 | 0.46471
5.4583 | 0.64793
5.4653 | 0.55865
5.4722 | 0.59154
5.4792 | 0.42125
5.4861 | 0.35052
5.4931 | 0.64192
5.5 | 0.38609
5.5069 | 0.55774
5.5139 | 0.71431
5.5208 | 0.56111
5.5278 | 0.51926
5.5347 | 0.47663
5.5417 | 0.42252
5.5486 | 0.3563
5.5556 | 0.46379
5.5625 | 0.5009
5.5694 | 0.37473
5.5764 | 0.6272
5.5833 | 0.52044
5.5903 | 0.65874
5.5972 | 0.5248
5.6042 | 0.46008
5.6111 | 0.59923
5.6181 | 0.50847
5.625 | 0.56394
5.6319 | 0.57544
5.6389 | 0.45265
5.6458 | 0.59096
5.6528 | 0.4013
5.6597 | 0.55214
5.6667 | 0.42821
5.6736 | 0.61274
5.6806 | 0.42331
5.6875 | 0.59386
5.6944 | 0.36325
5.7014 | 0.57455
5.7083 | 0.61633
5.7153 | 0.67464
5.7222 | 0.51566
5.7292 | 0.51717
5.7361 | 0.48092
5.7431 | 0.62834
5.75 | 0.59123
5.7569 | 0.50241
5.7639 | 0.50129
5.7708 | 0.61305
5.7778 | 0.50712
5.7847 | 0.41279
5.7917 | 0.4233
5.7986 | 0.62183
5.8056 | 0.50887
5.8125 | 0.51557
5.8194 | 0.48385
5.8264 | 0.38042
5.8333 | 0.54543
5.8403 | 0.48902
5.8472 | 0.48522
5.8542 | 0.4762
5.8611 | 0.39883
5.8681 | 0.24184
5.875 | 0.27113
5.8819 | 0.4817
5.8889 | 0.61938
5.8958 | 0.4959
5.9028 | 0.65808
5.9097 | 0.45139
5.9167 | 0.49832
5.9236 | 0.66894
5.9306 | 0.55132
5.9375 | 0.46057
5.9444 | 0.48328
5.9514 | 0.53345
5.9583 | 0.46161
5.9653 | 0.44194
5.9722 | 0.41956
5.9792 | 0.54828
5.9861 | 0.40592
5.9931 | 0.32028
6 | 0.4609
6.0069 | 0.61914
6.0139 | 0.60991
6.0208 | 0.49435
6.0278 | 0.40719
6.0347 | 0.48048
6.0417 | 0.64447
6.0486 | 0.52007
6.0556 | 0.64416
6.0625 | 0.60861
6.0694 | 0.52913
6.0764 | 0.64611
6.0833 | 0.50493
6.0903 | 0.41931
6.0972 | 0.62299
6.1042 | 0.6094
6.1111 | 0.5541
6.1181 | 0.43016
6.125 | 0.64456
6.1319 | 0.64864
6.1389 | 0.56907
6.1458 | 0.5179
6.1528 | 0.67281
6.1597 | 0.4451
6.1667 | 0.50902
6.1736 | 0.73071
6.1806 | 0.59769
6.1875 | 0.64332
6.1944 | 0.51759
6.2014 | 0.51756
6.2083 | 0.49058
6.2153 | 0.37537
6.2222 | 0.65845
6.2292 | 0.54305
6.2361 | 0.44674
6.2431 | 0.46292
6.25 | 0.45248
6.2569 | 0.36621
6.2639 | 0.5299
6.2708 | 0.39492
6.2778 | 0.43921
6.2847 | 0.58165
6.2917 | 0.33381
6.2986 | 0.68804
6.3056 | 0.45848
6.3125 | 0.5553
6.3194 | 0.61363
6.3264 | 0.5509
6.3333 | 0.32525
6.3403 | 0.54542
6.3472 | 0.47406
6.3542 | 0.40017
6.3611 | 0.50207
6.3681 | 0.52995
6.375 | 0.46145
6.3819 | 0.47961
6.3889 | 0.39932
6.3958 | 0.40431
6.4028 | 0.5344
6.4097 | 0.54402
6.4167 | 0.51177
6.4236 | 0.52288
6.4306 | 0.54765
6.4375 | 0.44323
6.4444 | 0.48974
6.4514 | 0.59692
6.4583 | 0.69471
6.4653 | 0.61648
6.4722 | 0.46394
6.4792 | 0.44568
6.4861 | 0.41463
6.4931 | 0.56401
6.5 | 0.39831
6.5069 | 0.61364
6.5139 | 0.60146
6.5208 | 0.50997
6.5278 | 0.46684
6.5347 | 0.37384
6.5417 | 0.51647
6.5486 | 0.52058
6.5556 | 0.46131
6.5625 | 0.53994
6.5694 | 0.73651
6.5764 | 0.55262
6.5833 | 0.5671
6.5903 | 0.64526
6.5972 | 0.46104
6.6042 | 0.40142
6.6111 | 0.58842
6.6181 | 0.46222
6.625 | 0.38119
6.6319 | 0.54099
6.6389 | 0.49297
6.6458 | 0.33169
6.6528 | 0.58809
6.6597 | 0.49238
6.6667 | 0.62708
6.6736 | 0.45866
6.6806 | 0.39028
6.6875 | 0.57271
6.6944 | 0.45814
6.7014 | 0.63594
6.7083 | 0.49715
6.7153 | 0.61708
6.7222 | 0.31251
6.7292 | 0.43846
6.7361 | 0.53502
6.7431 | 0.60892
6.75 | 0.62905
6.7569 | 0.58624
6.7639 | 0.60639
6.7708 | 0.59395
6.7778 | 0.38706
6.7847 | 0.45998
6.7917 | 0.41313
6.7986 | 0.51767
6.8056 | 0.48221
6.8125 | 0.28516
6.8194 | 0.43588
6.8264 | 0.41488
6.8333 | 0.4746
6.8403 | 0.4335
6.8472 | 0.53393
6.8542 | 0.5201
6.8611 | 0.56919
6.8681 | 0.44996
6.875 | 0.64049
6.8819 | 0.41795
6.8889 | 0.47996
6.8958 | 0.4754
6.9028 | 0.58163
6.9097 | 0.54016
6.9167 | 0.48065
6.9236 | 0.45039
6.9306 | 0.39311
6.9375 | 0.37035
6.9444 | 0.40631
6.9514 | 0.44791
6.9583 | 0.36188
6.9653 | 0.55827
6.9722 | 0.56471
6.9792 | 0.496
6.9861 | 0.49315
6.9931 | 0.46042
7 | 0.57477
DOsine | Disabled
No interpolation | Repeated every 168 hours
Time | SO2
d | g O2/m3
0 | 1.7569
0.0069444 | 1.8638
0.013889 | 1.7529
0.020833 | 1.8097
0.027778 | 1.9369
0.034722 | 1.8757
0.041667 | 1.8208
0.048611 | 1.8163
0.055556 | 1.8329
0.0625 | 1.895
0.069444 | 1.8529
0.076389 | 1.9416
0.083333 | 2.0034
0.090278 | 1.9337
0.097222 | 2.0627
0.10417 | 2.0735
0.11111 | 1.8473
0.11806 | 2.0989
0.125 | 2.0141
0.13194 | 2.0702
0.13889 | 2.0632
0.14583 | 2.1982
0.15278 | 2.1362
0.15972 | 2.0667
0.16667 | 2.2021
0.17361 | 2.3247
0.18056 | 2.1742
0.1875 | 2.096
0.19444 | 2.2062
0.20139 | 2.3043
0.20833 | 2.3652
0.21528 | 2.3405
0.22222 | 2.4897
0.22917 | 2.4232
0.23611 | 2.3095
0.24306 | 2.2456
0.25 | 2.4387
0.25694 | 2.4105
0.26389 | 2.3902
0.27083 | 2.3494
0.27778 | 2.3993
0.28472 | 2.4312
0.29167 | 2.3768
0.29861 | 2.4281
0.30556 | 2.4676
0.3125 | 2.6282
0.31944 | 2.549
0.32639 | 2.4253
0.33333 | 2.4732
0.34028 | 2.5371
0.34722 | 2.4336
0.35417 | 2.5269
0.36111 | 2.5827
0.36806 | 2.4295
0.375 | 2.592
0.38194 | 2.5707
0.38889 | 2.6812
0.39583 | 2.6977
0.40278 | 2.7173
0.40972 | 2.6888
0.41667 | 2.5929
0.42361 | 2.7101
0.43056 | 2.615
0.4375 | 2.7064
0.44444 | 2.626
0.45139 | 2.678
0.45833 | 2.5889
0.46528 | 2.5878
0.47222 | 2.8211
0.47917 | 2.6873
0.48611 | 2.7737
0.49306 | 2.7345
0.5 | 2.7943
0.50694 | 2.7159
0.51389 | 2.7521
0.52083 | 2.5078
0.52778 | 2.6407
0.53472 | 2.684
0.54167 | 2.5035
0.54861 | 2.5934
0.55556 | 2.5963
0.5625 | 2.757
0.56944 | 2.704
0.57639 | 2.9167
0.58333 | 2.7952
0.59028 | 2.7605
0.59722 | 2.8149
0.60417 | 2.6819
0.61111 | 2.936
0.61806 | 2.8587
0.625 | 2.8536
0.63194 | 2.7329
0.63889 | 2.8264
0.64583 | 2.8379
0.65278 | 2.8125
0.65972 | 2.9048
0.66667 | 2.756
0.67361 | 2.6555
0.68056 | 2.733
0.6875 | 2.5752
0.69444 | 2.6399
0.70139 | 2.7452
0.70833 | 2.8588
0.71528 | 2.8833
0.72222 | 2.7496
0.72917 | 2.6869
0.73611 | 2.54
0.74306 | 2.6568
0.75 | 2.7528
0.75694 | 2.7079
0.76389 | 2.6268
0.77083 | 2.6114
0.77778 | 2.522
0.78472 | 2.5248
0.79167 | 2.4484
0.79861 | 2.6505
0.80556 | 2.5911
0.8125 | 2.2866
0.81944 | 2.5351
0.82639 | 2.4432
0.83333 | 2.4651
0.84028 | 2.571
0.84722 | 2.5833
0.85417 | 2.4861
0.86111 | 2.4433
0.86806 | 2.5815
0.875 | 2.5752
0.88194 | 2.4228
0.88889 | 2.2993
0.89583 | 2.3417
0.90278 | 2.2061
0.90972 | 2.4832
0.91667 | 2.3917
0.92361 | 2.6227
0.93056 | 2.1162
0.9375 | 2.2851
0.94444 | 2.3705
0.95139 | 2.451
0.95833 | 2.2417
0.96528 | 2.0997
0.97222 | 2.3975
0.97917 | 2.1412
0.98611 | 2.3287
0.99306 | 2.1527
1 | 2.2308
1.0069 | 2.2793
1.0139 | 2.2685
1.0208 | 2.1116
1.0278 | 2.1777
1.0347 | 1.9822
1.0417 | 2.0127
1.0486 | 2.0431
1.0556 | 2.2171
1.0625 | 1.9205
1.0694 | 2.1554
1.0764 | 2.1025
1.0833 | 2.1387
1.0903 | 1.8508
1.0972 | 1.8822
1.1042 | 1.8027
1.1111 | 1.9775
1.1181 | 1.9533
1.125 | 1.9084
1.1319 | 1.8366
1.1389 | 1.7787
1.1458 | 1.9336
1.1528 | 1.8219
1.1597 | 1.552
1.1667 | 1.6761
1.1736 | 1.8743
1.1806 | 1.8493
1.1875 | 1.63
1.1944 | 1.6282
1.2014 | 1.6367
1.2083 | 1.6522
1.2153 | 1.4485
1.2222 | 1.7455
1.2292 | 1.5918
1.2361 | 1.64
1.2431 | 1.5036
1.25 | 1.661
1.2569 | 1.626
1.2639 | 1.3962
1.2708 | 1.6492
1.2778 | 1.5106
1.2847 | 1.4963
1.2917 | 1.38
1.2986 | 1.3094
1.3056 | 1.4475
1.3125 | 1.2848
1.3194 | 1.355
1.3264 | 1.2298
1.3333 | 1.4661
1.3403 | 1.3001
1.3472 | 1.3568
1.3542 | 1.0817
1.3611 | 1.2394
1.3681 | 1.1201
1.375 | 1.4057
1.3819 | 1.1892
1.3889 | 1.0864
1.3958 | 1.0843
1.4028 | 1.1671
1.4097 | 1.0704
1.4167 | 0.8954
1.4236 | 1.0939
1.4306 | 1.0969
1.4375 | 1.1361
1.4444 | 1.0983
1.4514 | 1.0191
1.4583 | 1.0752
1.4653 | 0.88419
1.4722 | 0.9382
1.4792 | 1.1061
1.4861 | 0.93482
1.4931 | 0.95299
1.5 | 0.91337
1.5069 | 0.95511
1.5139 | 0.83083
1.5208 | 0.92562
1.5278 | 0.87734
1.5347 | 0.95456
1.5417 | 1.0993
1.5486 | 0.91548
1.5556 | 0.96111
1.5625 | 0.83669
1.5694 | 0.77859
1.5764 | 0.83287
1.5833 | 0.81556
1.5903 | 0.88169
1.5972 | 0.67651
1.6042 | 0.72897
1.6111 | 0.94845
1.6181 | 0.72801
1.625 | 0.77343
1.6319 | 0.73246
1.6389 | 0.87821
1.6458 | 0.7953
1.6528 | 0.79851
1.6597 | 0.66593
1.6667 | 0.74714
1.6736 | 0.69568
1.6806 | 0.85673
1.6875 | 0.70498
1.6944 | 0.66787
1.7014 | 0.94351
1.7083 | 0.83399
1.7153 | 0.74857
1.7222 | 0.86111
1.7292 | 0.79811
1.7361 | 0.72563
1.7431 | 0.83963
1.75 | 0.59951
1.7569 | 0.84089
1.7639 | 0.53657
1.7708 | 0.909
1.7778 | 0.78034
1.7847 | 0.73323
1.7917 | 0.8334
1.7986 | 0.74441
1.8056 | 0.83209
1.8125 | 0.68846
1.8194 | 0.77013
1.8264 | 0.80553
1.8333 | 0.82647
1.8403 | 0.65634
1.8472 | 0.67376
1.8542 | 0.82444
1.8611 | 0.76444
1.8681 | 0.63508
1.875 | 0.91568
1.8819 | 0.77902
1.8889 | 0.91909
1.8958 | 0.8228
1.9028 | 0.8336
1.9097 | 0.79838
1.9167 | 0.76255
1.9236 | 0.93835
1.9306 | 0.90187
1.9375 | 1.0188
1.9444 | 1.0436
1.9514 | 0.82347
1.9583 | 1.1622
1.9653 | 1.137
1.9722 | 0.92451
1.9792 | 0.95631
1.9861 | 0.76427
1.9931 | 1.0459
2 | 0.8052
2.0069 | 0.99096
2.0139 | 0.82133
2.0208 | 0.85197
2.0278 | 1.0635
2.0347 | 1.0288
2.0417 | 1.0828
2.0486 | 1.1591
2.0556 | 1.2349
2.0625 | 0.81542
2.0694 | 1.1435
2.0764 | 1.1377
2.0833 | 1.1849
2.0903 | 1.1519
2.0972 | 1.1722
2.1042 | 1.2942
2.1111 | 1.1775
2.1181 | 1.2157
2.125 | 1.2735
2.1319 | 1.12
2.1389 | 1.2094
2.1458 | 1.2184
2.1528 | 1.1406
2.1597 | 1.1232
2.1667 | 1.2359
2.1736 | 1.2805
2.1806 | 1.3544
2.1875 | 1.3829
2.1944 | 1.4969
2.2014 | 1.3945
2.2083 | 1.6097
2.2153 | 1.4003
2.2222 | 1.5459
2.2292 | 1.4995
2.2361 | 1.5377
2.2431 | 1.4394
2.25 | 1.7048
2.2569 | 1.6041
2.2639 | 1.5403
2.2708 | 1.5878
2.2778 | 1.7545
2.2847 | 1.4816
2.2917 | 1.5674
2.2986 | 1.7373
2.3056 | 1.6119
2.3125 | 1.7611
2.3194 | 1.7323
2.3264 | 1.7897
2.3333 | 1.7661
2.3403 | 1.909
2.3472 | 1.7381
2.3542 | 1.8352
2.3611 | 1.7007
2.3681 | 1.8617
2.375 | 1.8534
2.3819 | 2.0146
2.3889 | 2.1298
2.3958 | 1.7384
2.4028 | 1.7216
2.4097 | 1.8597
2.4167 | 1.9279
2.4236 | 2.048
2.4306 | 2.0113
2.4375 | 2.031
2.4444 | 2.0245
2.4514 | 1.854
2.4583 | 2.0456
2.4653 | 2.4687
2.4722 | 2.052
2.4792 | 2.327
2.4861 | 2.1128
2.4931 | 2.203
2.5 | 2.121
2.5069 | 2.1294
2.5139 | 2.1977
2.5208 | 2.214
2.5278 | 2.1356
2.5347 | 2.2831
2.5417 | 2.0239
2.5486 | 2.3346
2.5556 | 2.347
2.5625 | 2.3847
2.5694 | 2.2779
2.5764 | 2.2753
2.5833 | 2.4877
2.5903 | 2.3558
2.5972 | 2.2965
2.6042 | 2.5111
2.6111 | 2.3692
2.6181 | 2.4124
2.625 | 2.6249
2.6319 | 2.4391
2.6389 | 2.5659
2.6458 | 2.4857
2.6528 | 2.5825
2.6597 | 2.5562
2.6667 | 2.5243
2.6736 | 2.433
2.6806 | 2.5095
2.6875 | 2.5605
2.6944 | 2.487
2.7014 | 2.5969
2.7083 | 2.5638
2.7153 | 2.6048
2.7222 | 2.6264
2.7292 | 2.6504
2.7361 | 2.6886
2.7431 | 2.6841
2.75 | 2.6264
2.7569 | 2.6334
2.7639 | 2.7884
2.7708 | 2.6205
2.7778 | 2.7787
2.7847 | 2.8086
2.7917 | 2.7512
2.7986 | 2.7156
2.8056 | 2.6723
2.8125 | 2.7287
2.8194 | 2.7511
2.8264 | 2.7298
2.8333 | 2.6732
2.8403 | 2.7122
2.8472 | 2.5727
2.8542 | 2.6497
2.8611 | 2.661
2.8681 | 2.7897
2.875 | 2.8125
2.8819 | 2.5651
2.8889 | 2.6954
2.8958 | 2.8671
2.9028 | 2.723
2.9097 | 2.7507
2.9167 | 2.5022
2.9236 | 2.6768
2.9306 | 2.7969
2.9375 | 2.7745
2.9444 | 2.8343
2.9514 | 3.0136
2.9583 | 2.6977
2.9653 | 2.7727
2.9722 | 2.7297
2.9792 | 2.7378
2.9861 | 2.6975
2.9931 | 2.8762
3 | 2.7956
3.0069 | 2.5813
3.0139 | 2.753
3.0208 | 2.8821
3.0278 | 2.8383
3.0347 | 2.7134
3.0417 | 2.4721
3.0486 | 2.776
3.0556 | 2.8853
3.0625 | 2.7444
3.0694 | 2.6535
3.0764 | 2.6307
3.0833 | 2.7382
3.0903 | 2.5609
3.0972 | 2.7557
3.1042 | 2.625
3.1111 | 2.4633
3.1181 | 2.7279
3.125 | 2.5576
3.1319 | 2.5277
3.1389 | 2.4972
3.1458 | 2.611
3.1528 | 2.4016
3.1597 | 2.6483
3.1667 | 2.5628
3.1736 | 2.2941
3.1806 | 2.4926
3.1875 | 2.6863
3.1944 | 2.4818
3.2014 | 2.5964
3.2083 | 2.4221
3.2153 | 2.4967
3.2222 | 2.2978
3.2292 | 2.4939
3.2361 | 2.5987
3.2431 | 2.4168
3.25 | 2.3347
3.2569 | 2.281
3.2639 | 2.3735
3.2708 | 2.2115
3.2778 | 2.3175
3.2847 | 2.1985
3.2917 | 2.2248
3.2986 | 2.2386
3.3056 | 2.3807
3.3125 | 2.1389
3.3194 | 2.1455
3.3264 | 2.118
3.3333 | 2.0389
3.3403 | 2.1318
3.3472 | 2.3398
3.3542 | 2.2263
3.3611 | 2.1095
3.3681 | 2.0738
3.375 | 2.1637
3.3819 | 2.0689
3.3889 | 2.0623
3.3958 | 2.0679
3.4028 | 1.8188
3.4097 | 2.0874
3.4167 | 1.7934
3.4236 | 1.9647
3.4306 | 2.1454
3.4375 | 1.9379
3.4444 | 1.8628
3.4514 | 1.9214
3.4583 | 2.0442
3.4653 | 1.89
3.4722 | 1.7562
3.4792 | 1.9132
3.4861 | 1.6071
3.4931 | 1.8198
3.5 | 1.8475
3.5069 | 1.5702
3.5139 | 1.7238
3.5208 | 1.7305
3.5278 | 1.6128
3.5347 | 1.5579
3.5417 | 1.4773
3.5486 | 1.5216
3.5556 | 1.4837
3.5625 | 1.4681
3.5694 | 1.7218
3.5764 | 1.6166
3.5833 | 1.5997
3.5903 | 1.5728
3.5972 | 1.5807
3.6042 | 1.3303
3.6111 | 1.4651
3.6181 | 1.3269
3.625 | 1.418
3.6319 | 1.6139
3.6389 | 1.3746
3.6458 | 1.3247
3.6528 | 1.3014
3.6597 | 1.2963
3.6667 | 1.5144
3.6736 | 1.3746
3.6806 | 1.4075
3.6875 | 1.4009
3.6944 | 1.2987
3.7014 | 1.1784
3.7083 | 1.2073
3.7153 | 1.2531
3.7222 | 1.2633
3.7292 | 1.2258
3.7361 | 1.1516
3.7431 | 1.0862
3.75 | 1.3665
3.7569 | 1.0351
3.7639 | 1.263
3.7708 | 1.0623
3.7778 | 1.216
3.7847 | 0.98783
3.7917 | 1.135
3.7986 | 0.94658
3.8056 | 1.0035
3.8125 | 0.96099
3.8194 | 1.0642
3.8264 | 1.0557
3.8333 | 0.96385
3.8403 | 0.97473
3.8472 | 1.0466
3.8542 | 0.85217
3.8611 | 0.92735
3.8681 | 0.95794
3.875 | 0.92776
3.8819 | 0.78939
3.8889 | 0.98954
3.8958 | 0.82014
3.9028 | 1.0475
3.9097 | 0.85042
3.9167 | 0.62892
3.9236 | 0.89707
3.9306 | 0.64586
3.9375 | 0.95022
3.9444 | 0.85451
3.9514 | 0.92304
3.9583 | 0.88905
3.9653 | 0.74258
3.9722 | 0.66371
3.9792 | 0.66895
3.9861 | 0.69827
3.9931 | 0.68524
4 | 0.63272
4.0069 | 0.74148
4.0139 | 0.83213
4.0208 | 0.74345
4.0278 | 0.76276
4.0347 | 0.58659
4.0417 | 0.71008
4.0486 | 0.66149
4.0556 | 0.82237
4.0625 | 0.53359
4.0694 | 0.81391
4.0764 | 0.81558
4.0833 | 0.75095
4.0903 | 0.6852
4.0972 | 0.63431
4.1042 | 0.65682
4.1111 | 0.64222
4.1181 | 0.6173
4.125 | 0.92002
4.1319 | 0.87182
4.1389 | 0.84687
4.1458 | 0.82911
4.1528 | 0.68925
4.1597 | 0.90081
4.1667 | 0.77034
4.1736 | 0.70233
4.1806 | 0.88779
4.1875 | 0.69708
4.1944 | 0.91515
4.2014 | 0.88966
4.2083 | 0.77839
4.2153 | 0.79633
4.2222 | 0.91427
4.2292 | 0.91314
4.2361 | 0.83709
4.2431 | 0.75213
4.25 | 0.81803
4.2569 | 0.89853
4.2639 | 0.85954
4.2708 | 0.94466
4.2778 | 0.97515
4.2847 | 0.86746
4.2917 | 0.77963
4.2986 | 0.97706
4.3056 | 0.84223
4.3125 | 0.95733
4.3194 | 0.81552
4.3264 | 0.89286
4.3333 | 0.94774
4.3403 | 1.0283
4.3472 | 0.88228
4.3542 | 1.0898
4.3611 | 1.1088
4.3681 | 1.0964
4.375 | 1.1495
4.3819 | 1.0013
4.3889 | 0.98522
4.3958 | 0.97608
4.4028 | 1.063
4.4097 | 1.0853
4.4167 | 1.1603
4.4236 | 1.107
4.4306 | 1.2784
4.4375 | 1.162
4.4444 | 1.066
4.4514 | 1.2511
4.4583 | 1.1819
4.4653 | 1.1648
4.4722 | 1.2569
4.4792 | 1.3387
4.4861 | 1.3642
4.4931 | 1.2448
4.5 | 1.4342
4.5069 | 1.1547
4.5139 | 1.3353
4.5208 | 1.3211
4.5278 | 1.6131
4.5347 | 1.3235
4.5417 | 1.4215
4.5486 | 1.3531
4.5556 | 1.5196
4.5625 | 1.507
4.5694 | 1.6063
4.5764 | 1.3215
4.5833 | 1.603
4.5903 | 1.4915
4.5972 | 1.6733
4.6042 | 1.5963
4.6111 | 1.4234
4.6181 | 1.6395
4.625 | 1.6584
4.6319 | 1.6285
4.6389 | 1.7224
4.6458 | 1.6801
4.6528 | 1.6197
4.6597 | 1.9735
4.6667 | 1.6793
4.6736 | 1.7539
4.6806 | 1.7023
4.6875 | 1.8641
4.6944 | 1.9438
4.7014 | 1.8337
4.7083 | 2.0274
4.7153 | 1.8391
4.7222 | 1.8481
4.7292 | 1.8164
4.7361 | 1.8784
4.7431 | 1.9578
4.75 | 1.9287
4.7569 | 1.7579
4.7639 | 2.0963
4.7708 | 1.9639
4.7778 | 2.0053
4.7847 | 1.915
4.7917 | 1.9631
4.7986 | 2.1359
4.8056 | 2.0879
4.8125 | 2.2787
4.8194 | 2.0813
4.8264 | 2.2584
4.8333 | 2.1045
4.8403 | 2.1011
4.8472 | 2.0607
4.8542 | 2.2362
4.8611 | 2.2055
4.8681 | 2.1967
4.875 | 2.3658
4.8819 | 2.3167
4.8889 | 2.4402
4.8958 | 2.4692
4.9028 | 2.2797
4.9097 | 2.3953
4.9167 | 2.2831
4.9236 | 2.3579
4.9306 | 2.4328
4.9375 | 2.4309
4.9444 | 2.1829
4.9514 | 2.2572
4.9583 | 2.553
4.9653 | 2.5161
4.9722 | 2.5462
4.9792 | 2.3293
4.9861 | 2.5575
4.9931 | 2.5312
5 | 2.467
5.0069 | 2.3769
5.0139 | 2.5818
5.0208 | 2.7203
5.0278 | 2.6284
5.0347 | 2.4747
5.0417 | 2.6675
5.0486 | 2.515
5.0556 | 2.6516
5.0625 | 2.6177
5.0694 | 2.4919
5.0764 | 2.6463
5.0833 | 2.6514
5.0903 | 2.7071
5.0972 | 2.7733
5.1042 | 2.6389
5.1111 | 2.7095
5.1181 | 2.6098
5.125 | 2.747
5.1319 | 2.7178
5.1389 | 2.7349
5.1458 | 2.4859
5.1528 | 2.8054
5.1597 | 2.7283
5.1667 | 2.8671
5.1736 | 2.6825
5.1806 | 2.7919
5.1875 | 3.0649
5.1944 | 2.767
5.2014 | 2.621
5.2083 | 2.9598
5.2153 | 2.7677
5.2222 | 2.6746
5.2292 | 2.8073
5.2361 | 2.7957
5.2431 | 2.5897
5.25 | 2.7678
5.2569 | 2.773
5.2639 | 2.8801
5.2708 | 2.5362
5.2778 | 2.7501
5.2847 | 2.8121
5.2917 | 2.8072
5.2986 | 2.8201
5.3056 | 2.764
5.3125 | 2.7521
5.3194 | 2.7548
5.3264 | 2.5396
5.3333 | 2.868
5.3403 | 2.7277
5.3472 | 2.5165
5.3542 | 2.7726
5.3611 | 2.7714
5.3681 | 2.7631
5.375 | 2.5425
5.3819 | 2.7393
5.3889 | 2.6298
5.3958 | 2.8108
5.4028 | 2.5823
5.4097 | 2.6043
5.4167 | 2.5123
5.4236 | 2.5517
5.4306 | 2.5965
5.4375 | 2.7125
5.4444 | 2.5832
5.4514 | 2.5712
5.4583 | 2.7447
5.4653 | 2.6453
5.4722 | 2.6678
5.4792 | 2.4868
5.4861 | 2.4051
5.4931 | 2.6853
5.5 | 2.4179
5.5069 | 2.5778
5.5139 | 2.7223
5.5208 | 2.5567
5.5278 | 2.5023
5.5347 | 2.4468
5.5417 | 2.3796
5.5486 | 2.3001
5.5556 | 2.394
5.5625 | 2.4172
5.5694 | 2.277
5.5764 | 2.5152
5.5833 | 2.3939
5.5903 | 2.5175
5.5972 | 2.3686
5.6042 | 2.2887
5.6111 | 2.4126
5.6181 | 2.3062
5.625 | 2.346
5.6319 | 2.3415
5.6389 | 2.2026
5.6458 | 2.3247
5.6528 | 2.1186
5.6597 | 2.2528
5.6667 | 2.1121
5.6736 | 2.2797
5.6806 | 2.0732
5.6875 | 2.2265
5.6944 | 1.9786
5.7014 | 2.1724
5.7083 | 2.1966
5.7153 | 2.2372
5.7222 | 2.0604
5.7292 | 2.044
5.7361 | 1.9897
5.7431 | 2.119
5.75 | 2.0638
5.7569 | 1.9567
5.7639 | 1.9372
5.7708 | 2.0306
5.7778 | 1.9062
5.7847 | 1.7933
5.7917 | 1.7853
5.7986 | 1.9652
5.8056 | 1.8336
5.8125 | 1.8216
5.8194 | 1.7712
5.8264 | 1.6491
5.8333 | 1.7954
5.8403 | 1.7203
5.8472 | 1.6978
5.8542 | 1.6701
5.8611 | 1.5741
5.8681 | 1.3985
5.875 | 1.4092
5.8819 | 1.6012
5.8889 | 1.7203
5.8958 | 1.5784
5.9028 | 1.7222
5.9097 | 1.4971
5.9167 | 1.5258
5.9236 | 1.6782
5.9306 | 1.5425
5.9375 | 1.4337
5.9444 | 1.4385
5.9514 | 1.4709
5.9583 | 1.3813
5.9653 | 1.3441
5.9722 | 1.3042
5.9792 | 1.4156
5.9861 | 1.256
5.9931 | 1.1533
6 | 1.277
6.0069 | 1.4185
6.0139 | 1.3926
6.0208 | 1.2606
6.0278 | 1.1572
6.0347 | 1.2144
6.0417 | 1.3624
6.0486 | 1.2223
6.0556 | 1.3308
6.0625 | 1.2799
6.0694 | 1.1853
6.0764 | 1.2874
6.0833 | 1.1314
6.0903 | 1.0313
6.0972 | 1.2207
6.1042 | 1.1931
6.1111 | 1.1239
6.1181 | 0.9864
6.125 | 1.1874
6.1319 | 1.1784
6.1389 | 1.086
6.1458 | 1.0223
6.1528 | 1.1648
6.1597 | 0.92506
6.1667 | 0.97718
6.1736 | 1.1874
6.1806 | 1.0431
6.1875 | 1.0778
6.1944 | 0.94135
6.2014 | 0.93093
6.2083 | 0.89385
6.2153 | 0.76884
6.2222 | 1.0424
6.2292 | 0.91783
6.2361 | 0.81263
6.2431 | 0.82022
6.25 | 0.80151
6.2569 | 0.70728
6.2639 | 0.86334
6.2708 | 0.72104
6.2778 | 0.75833
6.2847 | 0.89411
6.2917 | 0.63993
6.2986 | 0.98815
6.3056 | 0.75291
6.3125 | 0.84439
6.3194 | 0.8977
6.3264 | 0.8303
6.3333 | 0.60032
6.3403 | 0.8165
6.3472 | 0.7415
6.3542 | 0.6643
6.3611 | 0.76324
6.3681 | 0.78851
6.375 | 0.71774
6.3819 | 0.73398
6.3889 | 0.65211
6.3958 | 0.65588
6.4028 | 0.7851
6.4097 | 0.79419
6.4167 | 0.76177
6.4236 | 0.77305
6.4306 | 0.79835
6.4375 | 0.69481
6.4444 | 0.74253
6.4514 | 0.85129
6.4583 | 0.951
6.4653 | 0.87503
6.4722 | 0.72511
6.4792 | 0.70981
6.4861 | 0.68206
6.4931 | 0.83509
6.5 | 0.67338
6.5069 | 0.89305
6.5139 | 0.88554
6.5208 | 0.79905
6.5278 | 0.76126
6.5347 | 0.67395
6.5417 | 0.82258
6.5486 | 0.83303
6.5556 | 0.78043
6.5625 | 0.86606
6.5694 | 1.0699
6.5764 | 0.89369
6.5833 | 0.91613
6.5903 | 1.0026
6.5972 | 0.82692
6.6042 | 0.7762
6.6111 | 0.97239
6.6181 | 0.85569
6.625 | 0.78447
6.6319 | 0.95436
6.6389 | 0.91673
6.6458 | 0.76613
6.6528 | 1.0335
6.6597 | 0.94903
6.6667 | 1.0952
6.6736 | 0.93863
6.6806 | 0.88231
6.6875 | 1.0771
6.6944 | 0.97509
6.7014 | 1.1657
6.7083 | 1.04
6.7153 | 1.1733
6.7222 | 0.88234
6.7292 | 1.0221
6.7361 | 1.1327
6.7431 | 1.2209
6.75 | 1.2556
6.7569 | 1.2275
6.7639 | 1.2626
6.7708 | 1.2653
6.7778 | 1.0737
6.7847 | 1.1622
6.7917 | 1.1311
6.7986 | 1.2516
6.8056 | 1.2322
6.8125 | 1.0514
6.8194 | 1.2186
6.8264 | 1.2142
6.8333 | 1.2907
6.8403 | 1.2665
6.8472 | 1.384
6.8542 | 1.3874
6.8611 | 1.4538
6.8681 | 1.3521
6.875 | 1.5602
6.8819 | 1.3554
6.8889 | 1.4352
6.8958 | 1.4486
6.9028 | 1.5728
6.9097 | 1.5494
6.9167 | 1.5081
6.9236 | 1.4961
6.9306 | 1.4572
6.9375 | 1.4528
6.9444 | 1.5073
6.9514 | 1.5674
6.9583 | 1.4999
6.9653 | 1.7149
6.9722 | 1.74
6.9792 | 1.6899
6.9861 | 1.7058
6.9931 | 1.6917
7 | 1.8248

## Side flow combiner
Unit overview
Name: | Side flow combiner
Sumo name: | Sideflowcombiner1
Category: | Flow elements
Unit: | Side flow combiner
Type: | Simple side flow combiner
Settings

## Clarifier
Unit overview
Name: | Clarifier
Sumo name: | Clarifier1
Category: | Separators
Unit: | Clarifier
Type: | Volumeless clarifier with fixed effluent solids
Settings
Process settings
Symbol | Name | Value | Unit | Comment
Qsludge,target | Sludge flow | 24000 | m3/d
XTSS,eff,target | Effluent solids | 10 | g/m3
Cost settings
Symbol | Name | Value | Unit | Comment
eTSS,polymer | Polymer dosage rate based on TSS load | 3 | g polymer/kg TSS

## Effluent
Unit overview
Name: | Effluent
Sumo name: | Effluent1
Category: | Flow elements
Unit: | Effluent
Type: | Plant effluent
Settings

## Sludge
Unit overview
Name: | Sludge
Sumo name: | Sludge1
Category: | Flow elements
Unit: | Sludge
Type: | Sludge output
Settings

## Sludge2
Unit overview
Name: | Sludge2
Sumo name: | Sludge2
Category: | Flow elements
Unit: | Sludge
Type: | Sludge output
Settings

## Side flow combiner2
Unit overview
Name: | Side flow combiner2
Sumo name: | Sideflowcombiner2
Category: | Flow elements
Unit: | Side flow combiner
Type: | Simple side flow combiner
Settings

## Pipe1
Unit overview
Name: | Pipe1
Sumo name: | Pipe1
Category: | Other units
Unit: | PipeL
Type: | Pipe
Settings
Pipe details
Symbol | Name | Value | Unit | Comment
na | Parallel Pipes | 1
l | Length | 10 | m | Pipe length
D | Diameter | 600 | mm | mind DN inner diameter
rr | Roughness (k) | 0.15 | mm | Sand roughness
z | Additional zetas | 1.126 |  | Default = Input+Output
lz | Equivalent lenght for local friction | 0 | m | alternative to zeta
hinput | Pipe input level | 0 | m
Δhgeom | Geometric head | 0 | m

## Pipe2
Unit overview
Name: | Pipe2
Sumo name: | Pipe2
Category: | Other units
Unit: | PipeL
Type: | Pipe
Settings
Pipe details
Symbol | Name | Value | Unit | Comment
na | Parallel Pipes | 1
l | Length | 10 | m | Pipe length
D | Diameter | 600 | mm | mind DN inner diameter
rr | Roughness (k) | 0.15 | mm | Sand roughness
z | Additional zetas | 1.126 |  | Default = Input+Output
lz | Equivalent lenght for local friction | 0 | m | alternative to zeta
hinput | Pipe input level | 0 | m
Δhgeom | Geometric head | 0 | m

## Pipe3
Unit overview
Name: | Pipe3
Sumo name: | Pipe3
Category: | Other units
Unit: | PipeL
Type: | Pipe
Settings
Pipe details
Symbol | Name | Value | Unit | Comment
na | Parallel Pipes | 1
l | Length | 10 | m | Pipe length
D | Diameter | 600 | mm | mind DN inner diameter
rr | Roughness (k) | 0.15 | mm | Sand roughness
z | Additional zetas | 1.126 |  | Default = Input+Output
lz | Equivalent lenght for local friction | 0 | m | alternative to zeta
hinput | Pipe input level | 0 | m
Δhgeom | Geometric head | 0 | m

## Pipe4
Unit overview
Name: | Pipe4
Sumo name: | Pipe4
Category: | Other units
Unit: | PipeL
Type: | Pipe
Settings
Pipe details
Symbol | Name | Value | Unit | Comment
na | Parallel Pipes | 1
l | Length | 10 | m | Pipe length
D | Diameter | 600 | mm | mind DN inner diameter
rr | Roughness (k) | 0.15 | mm | Sand roughness
z | Additional zetas | 1.126 |  | Default = Input+Output
lz | Equivalent lenght for local friction | 0 | m | alternative to zeta
hinput | Pipe input level | 0 | m
Δhgeom | Geometric head | 0 | m

## Pipe5
Unit overview
Name: | Pipe5
Sumo name: | Pipe5
Category: | Other units
Unit: | PipeL
Type: | Pipe
Settings
Pipe details
Symbol | Name | Value | Unit | Comment
na | Parallel Pipes | 1
l | Length | 10 | m | Pipe length
D | Diameter | 600 | mm | mind DN inner diameter
rr | Roughness (k) | 0.15 | mm | Sand roughness
z | Additional zetas | 1.126 |  | Default = Input+Output
lz | Equivalent lenght for local friction | 0 | m | alternative to zeta
hinput | Pipe input level | 0 | m
Δhgeom | Geometric head | 0 | m

## Pipe6
Unit overview
Name: | Pipe6
Sumo name: | Pipe6
Category: | Other units
Unit: | PipeL
Type: | Pipe
Settings
Pipe details
Symbol | Name | Value | Unit | Comment
na | Parallel Pipes | 1
l | Length | 10 | m | Pipe length
D | Diameter | 600 | mm | mind DN inner diameter
rr | Roughness (k) | 0.15 | mm | Sand roughness
z | Additional zetas | 1.126 |  | Default = Input+Output
lz | Equivalent lenght for local friction | 0 | m | alternative to zeta
hinput | Pipe input level | 0 | m
Δhgeom | Geometric head | 0 | m

## Pipe7
Unit overview
Name: | Pipe7
Sumo name: | Pipe7
Category: | Other units
Unit: | PipeL
Type: | Pipe
Settings
Pipe details
Symbol | Name | Value | Unit | Comment
na | Parallel Pipes | 1
l | Length | 10 | m | Pipe length
D | Diameter | 600 | mm | mind DN inner diameter
rr | Roughness (k) | 0.15 | mm | Sand roughness
z | Additional zetas | 1.126 |  | Default = Input+Output
lz | Equivalent lenght for local friction | 0 | m | alternative to zeta
hinput | Pipe input level | 0 | m
Δhgeom | Geometric head | 0 | m

## Pipe8
Unit overview
Name: | Pipe8
Sumo name: | Pipe8
Category: | Other units
Unit: | PipeL
Type: | Pipe
Settings
Pipe details
Symbol | Name | Value | Unit | Comment
na | Parallel Pipes | 1
l | Length | 10 | m | Pipe length
D | Diameter | 600 | mm | mind DN inner diameter
rr | Roughness (k) | 0.15 | mm | Sand roughness
z | Additional zetas | 1.126 |  | Default = Input+Output
lz | Equivalent lenght for local friction | 0 | m | alternative to zeta
hinput | Pipe input level | 0 | m
Δhgeom | Geometric head | 0 | m

## Pipe9
Unit overview
Name: | Pipe9
Sumo name: | Pipe9
Category: | Other units
Unit: | PipeL
Type: | Pipe
Settings
Pipe details
Symbol | Name | Value | Unit | Comment
na | Parallel Pipes | 1
l | Length | 10 | m | Pipe length
D | Diameter | 600 | mm | mind DN inner diameter
rr | Roughness (k) | 0.15 | mm | Sand roughness
z | Additional zetas | 1.126 |  | Default = Input+Output
lz | Equivalent lenght for local friction | 0 | m | alternative to zeta
hinput | Pipe input level | 0 | m
Δhgeom | Geometric head | 0 | m

## Pipe10
Unit overview
Name: | Pipe10
Sumo name: | Pipe10
Category: | Other units
Unit: | PipeL
Type: | Pipe
Settings
Pipe details
Symbol | Name | Value | Unit | Comment
na | Parallel Pipes | 1
l | Length | 10 | m | Pipe length
D | Diameter | 600 | mm | mind DN inner diameter
rr | Roughness (k) | 0.15 | mm | Sand roughness
z | Additional zetas | 1.126 |  | Default = Input+Output
lz | Equivalent lenght for local friction | 0 | m | alternative to zeta
hinput | Pipe input level | 0 | m
Δhgeom | Geometric head | 0 | m

## Pipe11
Unit overview
Name: | Pipe11
Sumo name: | Pipe11
Category: | Other units
Unit: | PipeL
Type: | Pipe
Settings
Pipe details
Symbol | Name | Value | Unit | Comment
na | Parallel Pipes | 1
l | Length | 10 | m | Pipe length
D | Diameter | 600 | mm | mind DN inner diameter
rr | Roughness (k) | 0.15 | mm | Sand roughness
z | Additional zetas | 1.126 |  | Default = Input+Output
lz | Equivalent lenght for local friction | 0 | m | alternative to zeta
hinput | Pipe input level | 0 | m
Δhgeom | Geometric head | 0 | m

## Pipe12
Unit overview
Name: | Pipe12
Sumo name: | Pipe12
Category: | Other units
Unit: | PipeL
Type: | Pipe
Settings
Pipe details
Symbol | Name | Value | Unit | Comment
na | Parallel Pipes | 1
l | Length | 10 | m | Pipe length
D | Diameter | 600 | mm | mind DN inner diameter
rr | Roughness (k) | 0.15 | mm | Sand roughness
z | Additional zetas | 1.126 |  | Default = Input+Output
lz | Equivalent lenght for local friction | 0 | m | alternative to zeta
hinput | Pipe input level | 0 | m
Δhgeom | Geometric head | 0 | m

## Pipe13
Unit overview
Name: | Pipe13
Sumo name: | Pipe13
Category: | Other units
Unit: | PipeL
Type: | Pipe
Settings
Pipe details
Symbol | Name | Value | Unit | Comment
na | Parallel Pipes | 1
l | Length | 10 | m | Pipe length
D | Diameter | 600 | mm | mind DN inner diameter
rr | Roughness (k) | 0.15 | mm | Sand roughness
z | Additional zetas | 1.126 |  | Default = Input+Output
lz | Equivalent lenght for local friction | 0 | m | alternative to zeta
hinput | Pipe input level | 0 | m
Δhgeom | Geometric head | 0 | m

## Pipe14
Unit overview
Name: | Pipe14
Sumo name: | Pipe14
Category: | Other units
Unit: | PipeL
Type: | Pipe
Settings
Pipe details
Symbol | Name | Value | Unit | Comment
na | Parallel Pipes | 1
l | Length | 10 | m | Pipe length
D | Diameter | 600 | mm | mind DN inner diameter
rr | Roughness (k) | 0.15 | mm | Sand roughness
z | Additional zetas | 1.126 |  | Default = Input+Output
lz | Equivalent lenght for local friction | 0 | m | alternative to zeta
hinput | Pipe input level | 0 | m
Δhgeom | Geometric head | 0 | m

## Pipe15
Unit overview
Name: | Pipe15
Sumo name: | Pipe15
Category: | Other units
Unit: | PipeL
Type: | Pipe
Settings
Pipe details
Symbol | Name | Value | Unit | Comment
na | Parallel Pipes | 1
l | Length | 10 | m | Pipe length
D | Diameter | 600 | mm | mind DN inner diameter
rr | Roughness (k) | 0.15 | mm | Sand roughness
z | Additional zetas | 1.126 |  | Default = Input+Output
lz | Equivalent lenght for local friction | 0 | m | alternative to zeta
hinput | Pipe input level | 0 | m
Δhgeom | Geometric head | 0 | m